## AL-1
LABOUR SCHEDULE AL-1
LABOUR CHARGES OF 33 kV LINE ON 280 Kg. 9.1 Mtr. LONG PCC POLES, 365 Kg 11 Mtr. LONG PCC POLES AND 152x152 mm., 37.1 Kg./ Mtr., 13 Mtr. LONG H-BEAM POLE WITH RACCOON CONDUCTOR
S. No. | Particulars | Unit | Qty. | For 280 Kg. 9.1 Mtr. Long PCC poles |  | For 365 Kg. 11 Mtr. Long PCC poles |  | 37.1 Kg./ Mtr., 13 Mtr. LONG H-BEAM POLE
|  |  |  | Year 2025-26 |  | Year 2025-26 |  | Year 2025-26
|  |  |  | Rate | Amount | Rate | Amount | Rate | Amount
1 | Survey | Km. | 1 | 2879.7739 | 2879.7739 | 2879.7739 | 2879.7739 | 2879.7739 | 2879.7739
2 | Tree cutting | Km.
3 | Approach Clearance | Km.
4 | Pit digging | No. | 10 | 460.7621 | 4607.6212 | 557.5456 | 5575.4564 | 658.9176 | 6589.1758
5 | Stay Pit digging | No. | 5 | 368.6097 | 1843.0485 | 368.6097 | 1843.0485 | 368.6097 | 1843.0485
6 | Transportation of pole from road side to pole pit for a lead of 1.0 Km. | No. | 10 | 575.9527 | 5759.5265 | 691.1432 | 6911.4318 | 691.1432 | 6911.4318
7 | Shifting of materials (other No than pole) to pole pits | No. | 10 | 149.753 | 1497.5302 | 149.753 | 1497.5302 | 149.753 | 1497.5302
8 | Cross arm fixing complete with top clamp | No. | 10 | 158.8765 | 1588.765 | 158.8765 | 1588.765 | 158.8765 | 1588.765
9 | Pole erection complete | No. | 10 | 1612.6781 | 16126.781 | 1843.0592 | 18430.5916 | 1612.6781 | 16126.781
10 | Concreting of stay and base pad for poles |  |  | 0 | 0 | 0 | 0 | 0 | 0
| (i) For PCC poles | Cft | 51 | 0 | 0 | 0 | 0 | 0 | 0
| (ii) For Rail poles | Cft | 270 | 0 | 0 | 0 | 0 | 0 | 0
11 | Stay erection complete | No. | 5 | 287.9817 | 1439.9083 | 287.9817 | 1439.9083 | 287.9817 | 1439.9083
12 | Insulator fixing at each location | No. | 30 | 40.3247 | 1209.7407 | 40.3247 | 1209.7407 | 40.3247 | 1209.7407
13 | Anti climbing devices and danger board fixing. | No. | 10 | 103.6768 | 1036.7681 | 103.6768 | 1036.7681 | 103.6768 | 1036.7681
14 | Painting and numbering etc including steel support | No. | 10 | 115.1905 | 1151.9053 | 115.1905 | 1151.9053 | 460.7621 | 4607.6212
15 | Stringing of line for all three Raccoon conductors | Km. | 1 | 14974.8543 | 14974.8543 | 14974.8543 | 14974.8543 | 14974.8543 | 14974.8543
16 | Carpet guarding. | Span | 1 | 2975.3623 | 2975.3623 | 2975.3623 | 2975.3623 | 2975.3623 | 2975.3623
17 | Twisting of jointing sleeves | No. | 3 | 79.657 | 238.971 | 79.657 | 238.971 | 79.657 | 238.971
| TOTAL |  |  |  | 57330.5564 |  | 61754.1075 |  | 63919.7322
| TOTAL (Rounded Off) |  |  |  | 57331 |  | 61754 |  | 63920
1. The rates are proposed for normal soil conditions. In case of soft rock & hard rock, the rates of pit digging will be taken as two times and ten times respectively as compared to the rates applicable for normal soil.

## AL-2
LABOUR SCHEDULE AL-2
SCHEDULE OF LABOUR CHARGES PER 33 kV D.P. STRUCTURE (PCC POLE / 13 MTR. LONG RAIL POLE/H. Beam)
S.No. | Particulars | Unit | Qty. | For 280 Kg. 9.1 Mtr. Long PCC poles |  | For 365 Kg. 11 Mtr. Long PCC poles |  | For 152x152 mm 37.1 Kg/Mtr 13.0 Mtr Long H-Beam poles
|  |  |  | Year 2025-26 |  | Year 2025-26 |  | Year 2025-26
|  |  |  | Rate | Amount | Rate | Amount | Rate | Amount
1 | Pit digging | No. | 2 | 460.7621 | 921.5242 | 557.5456 | 1115.0913 | 658.9176 | 1317.8352
2 | Stay Pit digging | No. | 6 | 368.6097 | 2211.6582 | 358.2213 | 2149.3277 | 368.6097 | 2211.6582
3 | Shifting of materials to pole pit | Set | 2 | 149.753 | 299.506 | 145.5326 | 291.0652 | 149.753 | 299.506
4 | Transportation of pole from road side to pole pit for a lead of 1.0 Km. | No. | 2 | 575.9527 | 1151.9053 | 671.6649 | 1343.3298 | 691.1432 | 1382.2864
5 | Cross arm fixing complete including insulator etc. | No. | 1 | 597.2621 | 597.2621 | 580.4296 | 580.4296 | 597.2621 | 597.2621
6 | Pole erection complete (including earthing) | No. | 2 | 1612.6781 | 3225.3562 | 1791.1168 | 3582.2335 | 1612.6781 | 3225.3562
7 | Concreting of stay and poles | Cft. | 0 | 0 | 0 | 0 | 0 | 0 | 0
8 | Stay erection complete with binding of stay wire. | No. | 6 | 287.9817 | 1727.89 | 279.8656 | 1679.1934 | 287.9817 | 1727.89
9 | Anticlimbing devices and danger board fixing | No. | 2 | 103.6768 | 207.3536 | 100.7549 | 201.5098 | 103.6768 | 207.3536
10 | Painting of cross arm including steel pole and numbering of poles etc. | No. | 2 | 115.1905 | 230.3811 | 111.9441 | 223.8883 | 460.7621 | 921.5242
| TOTAL |  |  |  | 10572.8367 |  | 11166.0686 |  | 11890.6719
| TOTAL (Rounded Off) |  |  |  | 10573 |  | 11166 |  | 11891
1. The rates are proposed for normal soil conditions. In case of soft rock & hard rock, the rates of pit digging will be taken as two times and ten times respectively as compared to the rates applicable for normal soil.

## AL-2 (A)
LABOUR SCHEDULE AL-2(A)
SCHEDULE OF LABOUR CHARGES PER 33 kV FOUR POLE STRUCTURE (PCC POLE / 9.1 MTR. LONG/H. Beam Pole )
S.No. | Particulars | Unit | Qty. | For 280 Kg. 9.1 Mtr. Long PCC poles |  | For 152x152 mm 37.1 Kg/Mtr 13.0 Mtr Long H-Beam poles
|  |  |  | Year 2025-26 |  | Year 2025-26
|  |  |  | Rate | Amount | Rate | Amount
1 | Pit digging | No. | 4 | 460.7621 | 1843.0485 | 658.9176 | 2635.6703
2 | Stay Pit digging | No. | 0 | 368.6097 | 0 | 368.6097 | 0
3 | Shifting of materials to pole pit | Set | 4 | 149.753 | 599.0121 | 149.753 | 599.0121
4 | Transportation of pole from road side to pole pit for a lead of 1.0 Km. | No. | 4 | 575.9527 | 2303.8106 | 691.1432 | 2764.5727
5 | Cross arm fixing complete including insulator etc. | No. | 10 | 597.2621 | 5972.621 | 597.2621 | 5972.621
6 | Pole erection complete (including earthing) | No. | 4 | 1612.6781 | 6450.7124 | 1612.6781 | 6450.7124
7 | Stringing of Dog ACSR Conductor with fixing of terminal clamps | LS | LS | LS | 1333.8412 | LS | 1333.8412
8 | Concreting of stay and poles | Cft. | 0 | 0 | 0 | 0 | 0
9 | Stay erection complete with binding of stay wire. | No. | 0 | 287.9817 | 0 | 287.9817 | 0
10 | Anticlimbing devices and danger board fixing | No. | 4 | 103.6768 | 414.7073 | 103.6768 | 414.7073
11 | Painting of cross arm encluding steel pole and numbering of poles etc. | No. | 4 | 115.1905 | 460.7621 | 460.7621 | 1843.0485
| TOTAL |  |  |  | 19378.5152 |  | 22014.1855
| TOTAL (Rounded Off) |  |  |  | 19379 |  | 22014
1. The rates are proposed for normal soil conditions. In case of soft rock & hard rock, the rates of pit digging will be taken as two times and ten times respectively as compared to the rates applicable for normal soil.

## AL-3
LABOUR SCHEDULE AL-3
LABOUR CHARGES OF 33 kV LINE ON 280 Kg. 9.1 MTR. LONG PCC POLES, 365 Kg 11 MTR. LONG PCC POLES AND 152x152 mm, 37.1 Kg./ Mtr., 13 Mtr. LONG H-BEAM POLE WITH DOG CONDUCTOR
S. No. | Particulars | Unit | Qty. | For 280 Kg. 9.1 Mtr. Long PCC poles |  | For 365 Kg. 11 Mtr. Long PCC poles |  | For 152x152 mm 37.1 Kg/Mtr 13.0 Mtr Long H-Beam poles
|  |  |  | Year 2025-26 |  | Year 2025-26 |  | Year 2025-26
|  |  |  | Rate | Amount | Rate | Amount | Rate | Amount
1 | Survey | Km. | 1 | 2879.7739 | 2879.7739 | 2879.7739 | 2879.7739 | 2879.7739 | 2879.7739
2 | Tree cutting
3 | Approach Clearance
4 | Pit digging | No. | 10 | 460.7621 | 4607.6212 | 557.5456 | 5575.4564 | 658.9176 | 6589.1758
5 | Stay Pit digging | No. | 5 | 368.6097 | 1843.0485 | 368.6097 | 1843.0485 | 368.6097 | 1843.0485
6 | Transportation of pole from road side to pole pit for a lead of 1.0 Km. | No. | 10 | 575.9527 | 5759.5265 | 691.1432 | 6911.4318 | 691.1432 | 6911.4318
7 | Shifting of materials (other No than pole) to pole pits | No. | 10 | 149.753 | 1497.5302 | 149.753 | 1497.5302 | 149.753 | 1497.5302
8 | Cross arm fixing complete with top clamp | No. | 10 | 158.8765 | 1588.765 | 158.8765 | 1588.765 | 158.8765 | 1588.765
9 | Pole erection complete | No. | 10 | 1612.6781 | 16126.781 | 1843.0592 | 18430.5916 | 1612.6781 | 16126.781
10 | Concreting of stay and base pad for poles |  |  | 0 | 0 | 0 | 0 | 0 | 0
| (i) For PCC poles | Cft | 51 | 0 | 0 | 0 | 0 | 0 | 0
| (ii) For Rail poles | Cft | 270 | 0 | 0 | 0 | 0 | 0 | 0
11 | Stay erection complete | No. | 5 | 287.9817 | 1439.9083 | 287.9817 | 1439.9083 | 287.9817 | 1439.9083
12 | Insulator fixing with G.I. Pin | No. | 30 | 40.3247 | 1209.7407 | 40.3247 | 1209.7407 | 40.3247 | 1209.7407
13 | Anti climbing devices and danger board. | No. | 10 | 103.6768 | 1036.7681 | 103.6768 | 1036.7681 | 103.6768 | 1036.7681
14 | Painting and numbering etc. | No. | 10 | 115.1905 | 1151.9053 | 115.1905 | 1151.9053 | 460.7621 | 4607.6212
15 | Stringing of line for Dog conductor | Km. | 1 | 17278.6649 | 17278.6649 | 17278.6649 | 17278.6649 | 17278.6649 | 17278.6649
16 | Carpet guarding | Span | 1 | 2975.3623 | 2975.3623 | 2975.3623 | 2975.3623 | 2975.3623 | 2975.3623
17 | Twisting of jointing sleeves | No. | 6 | 79.657 | 477.942 | 79.657 | 477.942 | 79.657 | 477.942
| TOTAL |  |  |  | 59873.338 |  | 64296.8891 |  | 66462.5138
| TOTAL (Rounded Off) |  |  |  | 59873 |  | 64297 |  | 66463
1. The rates are proposed for normal soil conditions. In case of soft rock & hard rock, the rates of pit digging will be taken as two times and ten times respectively as compared to the rates applicable for normal soil.

## AL-3(A)
LABOUR SCHEDULE AL-3 (A)
LABOUR SCHEDULE FOR AUGMENTATION OF 33 kV LINE FROM RACCOON TO DOG CONDUCTOR
S. No. | Particulars | Unit | Qty. | 2025-26
|  |  |  | Rate | Amount
1 | Stay Pit digging | No. | 2 | 368.6097 | 737.2194
2 | Twisting of jointing sleeves | No. | 6 | 79.657 | 477.942
3 | Insulator fixing with G.I. Pin | No. | 6 | 40.3247 | 241.9481
4 | Carpet guarding | Span | 1 | 2975.3623 | 2975.3623
5 | Stringing of line for Dog conductor | Km. | 1 | 17278.6649 | 17278.6649
6 | Shifting of materials to pits | No. | 10 | 149.753 | 1497.5302
7 | Stay erection | No. | 2 | 287.9817 | 575.9633
| TOTAL |  |  |  | 23784.6303
8 | Dismantling of line | Km. | 1 | 11288.7253 | 11288.7253
| G.TOTAL |  |  |  | 35073.3557

## AL-3 (B)
LABOUR SCHEDULE AL-3 (B)
LABOUR CHARGES FOR ADDITIONAL MID-SPAN H-Beam POLE FOR 33 kV LINE
S. No. | Particulars | Unit | Qty. | For 37.1 Kg/ Mtr. 13.0 Mtr. Long H-Beam Pole
Year 2025-26
|  |  |  | Rate | Amount
1 | Pit digging | No. | 1 | 658.9176 | 658.9176
2 | Transportation of pole from road side to pole pit for a lead of 1.0 Km. | No. | 1 | 691.1432 | 691.1432
3 | Shifting of materials (other No than pole) to pole pits | No. | 1 | 149.753 | 149.753
4 | Cross arm fixing complete with top clamp | No. | 1 | 158.8765 | 158.8765
5 | Pole erection complete | No. | 1 | 1612.6781 | 1612.6781
6 | Concreting of pole @ 0.6 cmt. Per pole and @ 0.05 cmt per pole for base padding | Cft | 24 | 0 | 0
7 | Insulator fixing with G.I. Pin | No. | 3 | 40.3247 | 120.9741
8 | Anti climbing devices and danger board. | No. | 1 | 103.6768 | 103.6768
9 | Painting and numbering etc. | No. | 1 | 460.7621 | 460.7621
| TOTAL |  |  |  | 3956.7814
| TOTAL (Rounded Off) |  |  |  | 3957
Note :- The rates are proposed for normal soil conditions . In case of soft rock & hard rock, the rates of pit digging will be taken as two times and ten times respectively as compared to the rates applicable for normal soil.

## AL-4
LABOUR SCHEDULE AL-4
LABOUR CHARGES OF 33 kV LINE ON 37.1 Kg. / Mtr. H-Beam Pole 13 Mtr. Long MAX. 50 METER SPAN ON PANTHER CONDUCTOR
S. No. | Particulars | Unit | Qty. | For 37.1 Kg/ Mtr. 13.0 Mtr. Long H-Beam Pole
Year 2025-26
|  |  |  | Rate | Amount
1 | Survey | Km. | 1 | 2879.7739 | 2879.7739
2 | Tree cutting | Km.
3 | Approach Clearance | Km.
4 | Pit digging 7 feet depth | No. | 20 | 658.9176 | 13178.3515
5 | Stay Pit digging | No. | 14 | 368.6097 | 5160.5358
6 | Transportation of pole from road side to pole pit for a lead of 1.0 Km. | No. | 20 | 575.9527 | 11519.053
7 | Shifting of materials (other No than pole) to pole pits | No. | 20 | 149.753 | 2995.0605
8 | DC Cross arm fixing complete including insulator | No. | 30 | 597.2621 | 17917.863
9 | Pole erection complete | No. | 20 | 1612.6781 | 32253.5619
10 | Concreting of stay and base pad for poles | Cft | 0 | 0 | 0
11 | Stay erection complete | No. | 14 | 287.9817 | 4031.7433
12 | Anti climbing devices and danger board. | No. | 20 | 103.6768 | 2073.5363
13 | Painting and numbering etc. | No. | 20 | 460.7621 | 9215.2424
14 | Stringing of line for Panther conductor | Km. | 1 | 58249.8184 | 58249.8184
15 | Carpet guarding | Span | 1 | 2975.3623 | 2975.3623
16 | Twisting of jointing sleeves | No. | 6 | 172.7911 | 1036.7468
| TOTAL |  |  |  | 163486.6491
| TOTAL (Rounded Off) |  |  |  | 163487
1. The rates are proposed for normal soil conditions. In case of soft rock & hard rock, the rates of pit digging will be taken as two times and ten times respectively as compared to the rates applicable for normal soil.

## AL-5
LABOUR SCHEDULE AL-5 (REVISED)
SCHEDULE OF LABOUR CHARGES FOR 33 kV / 11 kV UNDERGROUND CABLE CROSSING UNDER EXISTING RAIWAY TRACK/Road Crossing 2.5 Mtr. DEEP FROM GROUND LEVEL. (60 Mtr. LONG CORRIDOR / ROUTE LENGTH OF G.I. PIPE DOUBLE CIRCUIT )
S. No. | Particulars | Unit | Qty. | Year 2025-26 |  |  | Year 2025-26
|  |  |  | Using HDD Technique |  |  | Using Pipe Pushing
|  |  |  | Rate | 3x240 sq.mm AB XLPE Cable | 3x400 sq.mm AB XLPE Cable | Rate | 3x240 sq.mm AB XLPE Cable | 3x400 sq.mm AB XLPE Cable
[5 empty] | Amount | Amount |  | Amount | Amount
1 | 2 | 3 | 4 | 8 | 9 | 10 | 14 | 15 | 16
1 | Labour charges for laying of G.I.Pipe 150 sqmm, in normal soil under 2.5 mtr. Deep from ground level using
| (a) Pipe Pushing method * | Mtr. | 120 |  |  |  | 2073.4391 | 248812.698 | 248812.698
| (b) Using HDD Technique (Horizontal Directional Drilling) ** | Mtr. | 120 | 1382.2928 | 165875.132 | 165875.132 | 0 | 0 | 0
2 | Laying of 240 sqmm 3 core XLPE cable through G.I pipe & rising on pole through G.I. Pipe | Mtr. | 180 | 460.7643 | 82937.566 | 0 | 460.7643 | 82937.566 | 0
3 | Laying of 400 sqmm 3 core XLPE cable through G.I. pipe & rising on pole through G.I. Pipe | Mtr. | 190 | 561.8993 | 0 | 106760.8671 | 561.8993 | 0 | 106760.8671
4 | Earthing pit digging and laying of earth pipe complete. | Set. | 4 | 1151.916 | 4607.6639 | 4607.6639 | 1151.916 | 4607.6639 | 4607.6639
5 | Joining kit labour charges. | Set. | 4 | 5183.5952 | 20734.3808 | 20734.3808 | 5183.5952 | 20734.3808 | 20734.3808
6 | Jointing Arrengement of G.I.Pipe with flange and welding etc. | No. | 21 | 4500 | 94500 | 94500 | 4500 | 94500 | 94500
7 | Covering of cable with tiles | Mtr. | 80 | 4.4694 | 357.5531 | 357.5531 | 4.4694 | 357.5531 | 357.5531
8 | Spreading sand and forming with sand round the cable | CUM | 1.2 | 57.5955 | 69.1146 | 69.1146 | 57.5955 | 69.1146 | 69.1146
9 | Laying of GI Pipe | Mtr | 24 | 80.507 | 1932.1688 | 1932.1688 | 80.507 | 1932.1688 | 1932.1688
10 | Fixing of 33 kV LA including earthing. | Set. | 2 | 287.9777 | 575.9553 | 575.9553 | 287.9777 | 575.9553 | 575.9553
11 | Prepesion of chamber for cable complete & earthing 2 nos for each | No. | 4 | LS | 8835.3644 | 8835.3644 | LS | 8835.3644 | 8835.3644
12 | Jumpering of Lightning Arrestor and cable and fixing of Aluminium lugs. | Set. | 2 | 287.9777 | 575.9553 | 575.9553 | 287.9777 | 575.9553 | 575.9553
13 | Fixing of Riser pipe with clamps | Mtr. | 24 | 287.9777 | 6911.4638 | 6911.4638 | 287.9777 | 6911.4638 | 6911.4638
| TOTAL |  |  |  | 387912.3182 | 411735.6192 |  | 470849.8842 | 494673.1852
| TOTAL (Rounded Off) |  |  |  | 387912 | 411736 |  | 470850 | 494673
The rates are proposed for normal soil conditions. In case of soft rock & hard rock, the rates of pit digging will be taken as two times and ten times respectively as compared to the rates applicable for normal soil.

## AL-6
LABOUR SCHEDULE AL-6 [ for Sch- A-10 ]
SCHEDULE OF LABOUR CHARGES FOR 33 kV / 11 kV UNDERGROUND CABLE CROSSING UNDER PROPOSED RAILWAY TRACK 2.5 Mtr. DEEP FROM GROUND LEVEL. (60 Mtr. LONG CORRIDOR / ROUTE LENGTH OF G.I. PIPE DOUBLE CIRCUIT ) USING OPEN TRENCH METHOD
S. No. | Particulars | Unit | Qty. | Year 2025-26
|  |  |  | Rate | 33kv,3x240 sq.mm AB XLPE Cable | 33kv,3x400 sq.mm AB XLPE Cable | 11kv,3x240 sq.mm AB XLPE Cable | 11kv, 3x400 sq.mm AB XLPE Cable
[5 empty] | Amount | Amount | Amount | Amount
1 | 2 | 3 | 4 | 10 | 11 | 12 | 13 | 14
1 | Cable trench excavation 1000x0.6x1=600 ordinary soil. | Cube / Mtr. | 120 | 345.5716 | 41468.5909 | 41468.5909 | 41468.5909 | 41468.5909
2 | Labour charges for laying of G.I.Pipe 150 sqmm, in normal soil under 2.5 mtr. Deep from ground level using Open Trench Method | Mtr. | 120 | 60.4817 | 7257.8037 | 7257.8037 | 7257.8037 | 7257.8037
3 | Laying of 33KV, 240 sqmm 3 core XLPE cable & rising on pole through G.I. Pipe | Mtr. | 180 | 460.7643 | 82937.566 | 0 | 0 | 0
4 | Laying of 33kv, 400 sqmm 3 core XLPE cable & rising on pole through G.I. Pipe | Mtr. | 190 | 561.8993 | 0 | 106760.8671 | 0 | 0
5 | Laying of 11kv, 240 sqmm 3 core XLPE cable & rising on pole through G.I. Pipe | Mtr. | 180 | 345.5732 | 0 | 0 | 62203.1745 | 0
6 | Laying of11kv, 400 sqmm 3 core XLPE cable & rising on pole through G.I. Pipe | Mtr. | 190 | 460.7643 | 0 | 0 | 0 | 87545.2086
7 | Earthing pit digging and laying of earth pipe complete. | Set. | 4 | 1151.916 | 4607.6639 | 4607.6639 | 4607.6639 | 4607.6639
8 | Joining kit labour charges. | Set. | 4 | 5183.5952 | 20734.3808 | 20734.3808 | 20734.3808 | 20734.3808
9 | Jointing Arrengement of G.I.Pipe with flange and welding etc. | No. | 21 | 4500 | 94500 | 94500 | 94500 | 94500
10 | Covering of cable with tiles | Mtr. | 80 | 4.471 | 357.6829 | 357.6829 | 357.6829 | 357.6829
11 | Spreading sand and forming with sand round the cable | CUM | 1.2 | 57.5955 | 69.1146 | 69.1146 | 69.1146 | 69.1146
12 | Laying of GI Pipe | Mtr | 24 | 80.5107 | 1932.2558 | 1932.2558 | 1932.2558 | 1932.2558
13 | Prepesion of chamber for cable complete & earthing 2 nos for each | No. | 4 | LS | 8835.3644 | 8835.3644 | 8835.3644 | 8835.3644
14 | Fixing of 33 kV LA including earthing. | Set. | 2 | 287.9817 | 575.9633 | 575.9633 | 575.9633 | 575.9633
15 | Jumpering of Lightning Arrestor and cable and fixing of Aluminium lugs. | Set. | 2 | 287.9817 | 575.9633 | 575.9633 | 575.9633 | 575.9633
16 | Fixing of Riser pipe with clamps | Mtr. | 12 | 287.9817 | 3455.7799 | 3455.7799 | 3455.7799 | 3455.7799
| TOTAL |  |  |  | 267308.1297 | 291131.4307 | 246573.7382 | 271915.7722
| TOTAL (Rounded Off) |  |  |  | 267308 | 291131 | 246574 | 271916
The rates are proposed for normal soil conditions. In case of soft rock & hard rock, the rates of pit digging will be taken as two times and ten times respectively as compared to the rates applicable for normal soil.

## AL-7
LABOUR SCHEDULE AL-7
LABOUR SCHEDULE FOR LAST SPAN CABLING OF 33 kV LINE HT CONNECTION
S. No. | Particulars | Unit | Qty. | 2025-26
|  |  |  | Rate | Amount
1 | Pit digging | No. | 1 | 658.9176 | 658.9176
2 | Stay Pit digging | No. | 2 | 368.6097 | 737.2194
3 | Transportation of pole from road side to pole pit for a lead of 1.0 Km. | No. | 1 | 691.1432 | 691.1432
4 | Shifting of materials (other No than pole) to pole pits | No. | 1 | 149.753 | 149.753
5 | Pole erection complet (including earthing) | No. | 1 | 1612.6781 | 1612.6781
6 | Earthing arrengement including pit digging, laying and connecting wires to cable etc. | Set | 2 | 1151.916 | 2303.8319
7 | Stay erection complete | No. | 2 | 287.9817 | 575.9633
8 | Anti climbing devices and danger board. | No. | 1 | 103.6768 | 103.6768
9 | Stringing of 33 kV AB XLPE Cable . | KM | 0.5 | 16566.3083 | 8283.1542
10 | Formation of Cable termination Kit. | Set | 2 | 4031.6872 | 8063.3745
11 | Painting and numbering of poles including steel pole. | No. | 1 | 460.7621 | 460.7621
12 | Cross arm fixing complete with insulator | No. | 2 | 597.2621 | 1194.5242
| TOTAL |  |  |  | 24834.9983
| Total Labour charges (Rounded off) |  |  |  | 24835
The rates are proposed for normal soil conditions. In case of soft rock & hard rock, the rates of pit digging will be taken as two times and ten times respectively as compared to the rates applicable for normal soil.

## AL-8
LABOUR SCHEDULE AL-8
33kV MEDP STRUCTURE ON PCC POLE/H-BEAM POLE (TO BE SUPPLEMENTED FOR H.T. CONNECTION
S.No. | Particulars | Unit | Qty.
|  |  |  | Year 2025-26 |  | Year 2025-26
|  |  |  | Rate | Amount | Rate | Amount
1 | Pit digging | No. | 2 | 460.7621 | 921.5242 | 658.9176 | 1317.8352
2 | Stay Pit digging | No. | 4 | 368.6097 | 1474.4388 | 368.6097 | 1474.4388
3 | Shifting of materials to pole pit | Set | 2 | 149.753 | 299.506 | 149.753 | 299.506
4 | Transportation of pole from road side to pole pit for a lead of 1.0 Km. | No. | 2 | 575.9527 | 1151.9053 | 691.1432 | 1382.2864
5 | Cross arm fixing complete including insulator etc. | No. | 2 | 597.2621 | 1194.5242 | 597.2621 | 1194.5242
6 | Pole erection complete (including earthing) | No. | 2 | 1612.6781 | 3225.3562 | 1612.6781 | 3225.3562
7 | Concreting of stay and poles | Cft. | 0 | 0 | 0 | 0 | 0
8 | Stay erection complete with binding of stay wire. | No. | 4 | 287.9817 | 1151.9266 | 287.9817 | 1151.9266
9 | Earthing of M.E. D P | No. | 2 | 1151.916 | 2303.8319 | 1151.916 | 2303.8319
10 | Installation, testing and commissioning of 33 kV ME | No. | 1 | 4607.6426 | 4607.6426 | 4607.6426 | 4607.6426
11 | Installation, testing and commissioning of HT meter complete with box | No. | 1 | 1727.866 | 1727.866 | 1727.866 | 1727.866
12 | Fixing of 33 kV LA including earthing. | Set. | 1 | 287.9817 | 287.9817 | 287.9817 | 287.9817
13 | Handling of M.E. | LS | 1 | 2827.7434 | 2827.7434 | 2827.7434 | 2827.7434
14 | Anticlimbing devices and danger board fixing | No. | 2 | 103.6768 | 207.3536 | 103.6768 | 207.3536
15 | Painting of cross arm including steel pole and numbering of poles etc. | No. | 2 | 115.1905 | 230.3811 | 460.7621 | 921.5242
| TOTAL |  |  |  | 21611.9817 |  | 22929.8168
| Total Labour charges (Rounded off) |  |  |  | 21612 |  | 22930
1. The rates are proposed for normal soil conditions. In case of soft rock & hard rock, the rates of pit digging will be taken as two times and ten times respectively as compared to the rates applicable for normal soil.
P.K. Sharma Executive Engineer (O&M) CSPDCL, Kasdol

## AL-9
LABOUR SCHEDULE AL-9
SCHEDULE FOR LAST SPAN CABLING OF 33 kV LINE USING COVERED CONDUCTOR OF 70 & 99 SQ.MM SIZE
S. No. | Particulars | Unit | Qty. | 2025-26
|  |  |  | Rate | Amount
1 | Pit digging | No. | 1 | 658.9176 | 658.9176
2 | Stay Pit digging | No. | 2 | 368.6097 | 737.2194
3 | Transportation of pole from road side to pole pit for a lead of 1.0 Km. | No. | 1 | 691.1432 | 691.1432
4 | Shifting of materials (other No than pole) to pole pits | No. | 1 | 149.753 | 149.753
5 | Pole erection complete (including earthing) | No. | 1 | 1612.6781 | 1612.6781
6 | Stay erection complete | No. | 2 | 287.9817 | 575.9633
7 | Anti climbing devices and danger board. | No. | 1 | 103.6768 | 103.6768
8 | Stringing of 33 kV Covered Conductor. | KM | 0.15 | 17278.6649 | 2591.7997
9 | Jumpring of bare to covered conductor | No. | 6 | 518.3521 | 3110.1123
10 | Painting of Hardware and numbering of poles including steel pole. | No. | 1 | 460.7621 | 460.7621
11 | Cross arm fixing complete with insulator. | No. | 2 | 597.2621 | 1194.5242
12 | Earthing arrengement including pit digging, laying and connecting wires to conductor etc. | Set | 1 | 1151.916 | 1151.916
| TOTAL |  |  |  | 13038.4657
| Total Labour charges (Rounded off) |  |  |  | 13038
The rates are proposed for normal soil conditions. In case of soft rock & hard rock, the rates of pit digging will be taken as two times and ten times respectively as compared to the rates applicable for normal soil.

## AL-11
LABOUR SCHEDULE AL-11
LABOUR SCHEDULE FOR LAYING OF 1 kM 33 kV CABLE DIRECT IN GROUND SINGLE CABLE LINE USING OPEN TRENCH METHOD
S. No. | Particulars | Unit | Qty. | 2025-26
|  |  |  | 3x240 sq.mm AB XLPE Cable |  | 3x400 sq.mm AB XLPE Cable
|  |  |  | Rate | Amount | Rate | Amount
1 | 2 | 3 | 4 | 6 | 7 | 8 | 9
1 | Cable trench excavation [(1000 Mx0.75 Mx1.5 M) LxWxD] | Cmt | 1125 | 345.5716 | 388768.0399 | 345.5716 | 388768.0399
2 | Spreading of sand for base pad of cable (10 cm thick & 10 cm. above cable) | Mtr | 714 | 57.5955 | 41123.2098 | 57.5955 | 41123.2098
3 | Laying of 240 sqmm 3 core XLPE cable in open trench & rising on pole through G.I. Pipe & back filling of cable trench with excavated soil | Mtr | 1040 | 460.7643 | 479194.8258 | 0 | 0
4 | Laying of 400 sqmm 3 core XLPE Cable in open trench & rising on pole through G.I. Pipe & back filling of cable trench with excavated soil | Mtr | 1040 | 0 | 0 | 561.8993 | 584375.2724
5 | Laying of G.I. Pipe | Mtr | 10 | 80.5107 | 805.1066 | 80.5107 | 805.1066
6 | Fixing of rising pipe with clamps | Mtr | 10 | 287.9817 | 2879.8166 | 287.9817 | 2879.8166
7 | Fixing of 33 kV LA including earthing. | Set | 2 | 287.9817 | 575.9633 | 287.9817 | 575.9633
8 | Jumpering of Lightning Arrestor and cable and fixing of Aluminium lugs. | Set. | 2 | 287.9817 | 575.9633 | 287.9817 | 575.9633
9 | Prepesion of chamber for cable complete & earthing 2 nos for each | No. | 4 | LS | 8835.3644 | LS | 8835.3644
10 | Providing earthing (earthing pit digging and laying of earthing pipe complete) | Set | 2 | 1151.916 | 2303.8319 | 1151.916 | 2303.8319
11 | Covering of cable with tiles | No. | 4000 | 4.471 | 17884.1435 | 4.471 | 17884.1435
12 | Complete installation & Marking of route maker | No. | 20 | 334.41 | 6688.2001 | 334.41 | 6688.2001
13 | Making of Straight jointing of XLPE Cable | Set | 2 | 5183.5952 | 10367.1904 | 5183.5952 | 10367.1904
14 | Making of End jointing of XLPE Cable | Set | 2 | 4031.6899 | 8063.3798 | 4031.6899 | 8063.3798
| TOTAL |  |  |  | 968065.0356 |  | 1073245.4822
| TOTAL (Rounded Off) |  |  |  | 968065 |  | 1073245
The rates are proposed for normal soil conditions. In case of soft rock & hard rock, the rates of pit digging will be taken as two times and ten times respectively as compared to the rates applicable for normal soil.
1073245.4822

## AL-12
LABOUR SCHEDULE AL-12
LABOUR SCHEDULE FOR LAYING OF 1 kM 33 kV OVERHEAD AB CABLE LINE SUITABLE TO 95 / 150 Sqmm and above 150 Sqmm. ON H - BEAM POLE
| S. No | Particulars | Unit | Rate | Using 33 kV 3 core A.B. XLPE Cable of size 95 sqmm |  | Using 33 kV 3 core A.B. XLPE Cable of size 150 sqmm |  | Using 33 kV 3 core A.B. XLPE Cable of size 185 sqmm |  | Using 33 kV 3 core A.B. XLPE Cable of size 240 sqmm
[5 empty] | Qty. | Amount | Qty. | Amount | Qty. | Amount | Qty. | Amount
| 1 | Survey | Mtr | 2.8 | 1000 | 2800 | 1000 | 2800 | 1000 | 2800 | 1000 | 2800
| 2 | pit digging pole | No | 541.83 | 40 | 21673.2 | 40 | 21673.2 | 50 | 27091.5 | 50 | 27091.5
| 3 | pit digging stay | No | 358.22 | 12 | 4298.64 | 12 | 4298.64 | 12 | 4298.64 | 12 | 4298.64
| 4 | shifting of pole | No | 671.66 | 40 | 26866.4 | 40 | 26866.4 | 50 | 33583 | 50 | 33583
| 5 | shifting of Channel | No | 145.53 | 5 | 727.65 | 5 | 727.65 | 5 | 727.65 | 5 | 727.65
| 6 | shifting of assembly |  | 68.2 | 44 | 3000.8 | 44 | 3000.8 | 54 | 3682.8 | 54 | 3682.8
| 7 | errection of pole | No | 1567.23 | 40 | 62689.2 | 40 | 62689.2 | 50 | 78361.5 | 50 | 78361.5
| 8 | errection of stay | No | 279.87 | 12 | 3358.44 | 12 | 3358.44 | 12 | 3358.44 | 12 | 3358.44
| 9 | fixing of channel | No | 580.43 | 5 | 2902.15 | 5 | 2902.15 | 5 | 2902.15 | 5 | 2902.15
| 10 | fixing of suspension/dead end assembly | No | 154.4 | 44 | 6793.6 | 44 | 6793.6 | 54 | 8337.6 | 54 | 8337.6
| 11 | end joint | No | 3918.06 | 2 | 7836.12 | 2 | 7836.12 | 2 | 7836.12 | 2 | 7836.12
| 12 | straight joint | No | 5037.51 | 3 | 15112.53 | 3 | 15112.53 | 3 | 15112.53 | 3 | 15112.53
| 13 | painting of pole & iron material | No | 447.78 | 40 | 17911.2 | 40 | 17911.2 | 50 | 22389 | 50 | 22389
| 14 | fixing of anticlimbing device | No | 100.75 | 40 | 4030 | 40 | 4030 | 50 | 5037.5 | 50 | 5037.5
| 15 | earthing work | No | 1119.45 | 6 | 6716.7 | 6 | 6716.7 | 6 | 6716.7 | 6 | 6716.7
| 16 | stringing of cable |  |  |  | 0 |  | 0 |  | 0 |  | 0
| 17 | 95sq mm | Mtr | 19.59 | 1060 | 20765.4 |  | 0 |  | 0 |  | 0
| 18 | 150 to 240 sq mm | Mtr | 59.41 |  | 0 | 1060 | 62974.6 | 1060 | 62974.6 | 1060 | 62974.6
| 19 | fixing of LA | Set | 279.87 | 2 | 559.74 | 2 | 559.74 | 2 | 559.74 | 2 | 559.74
|  | TOTAL |  |  |  | 208041.77 |  | 250250.97 |  | 285769.47 |  | 285769.47
|  | TOTAL (Rounded Off) |  |  |  | 208042 |  | 250251 |  | 285770 |  | 285770
1. The rates are proposed for normal soil conditions. In case of soft rock & hard rock, the rates of pit digging will be taken as two times and ten times respectively as compared to the rates applicable for normal soil.

## BL-1
LABOUR SCHEDULE BL-1
SCHEDULE OF LABOUR CHARGES OF 33/11 kV SUB-STATION EXCLUDING TRANSFORMER 1.6 MVA & ABOVE
S.No. | Particulars | Unit | Year 2025-26
|  |  | Rate (Rs) | 1.6 MVA |  | 3.15 MVA |  | 5.0 MVA
|  |  |  | Qty. | Amt. (Rs) | Qty. | Amt. (Rs) | Qty. | Amt. (Rs)
1 | Pole pit digging | No. | 460.7621 | 28 | 12901.3394 | 28 | 12901.3394 | 32 | 14744.3879
2 | Shifting of materials (Other than pole) to pole pits in case of:
| (a) S/s materials excluding yard lighting | Set | 149.753 | 22 | 3294.5665 | 22 | 3294.5665 | 22 | 3294.5665
| (b) Yard lighting | Set | 28.8003 | 6 | 172.8018 | 6 | 172.8018 | 6 | 172.8018
3 | Transportation of support from road side to pole pits for a lead for 1.0 Km.
| (a) Bus bar gantry structure & PCC pole for yard lighting | No. | 331.3262 | 22 | 7289.1757 | 22 | 7289.1757 | 26 | 8614.4803
4 | Cross arm fixing complete including insulator etc. | No. | 597.2621 | 34 | 20306.9114 | 33 | 19709.6493 | 41 | 24487.7461
5 | Pole erection complete
| (i)H-Beam for mounting DO fuse units & DP. | No. | 1612.6781 | 12 | 19352.1371 | 12 | 19352.1371 | 14 | 22577.4933
| (ii) Bus bar structure. | No. | 1727.8686 | 10 | 17278.6863 | 10 | 17278.6863 | 12 | 20734.4235
| (iii) Tabular pole for yard lighting | No. | 863.933 | 6 | 5183.5979 | 6 | 5183.5979 | 6 | 5183.5979
6 | Concreting of supports | Cft. | 0 | 0 | 0 | 0 | 0 | 0 | 0
7 | Fixing of 33 kV DO fuse units. | Set. | 437.5533 | 1 | 437.5533 | 0 | 0 | 0 | 0
8 | Fixing of 11 kV DO fuse units. | Set. | 334.0541 | 1 | 334.0541 | 1 | 334.0541 | 1 | 334.0541
9 | Fixing of 33 kV LA including earthing. | Set. | 287.9817 | 1 | 287.9817 | 1 | 287.9817 | 1 | 287.9817
10 | Fixing of 11 kV LA including earthing. | Set. | 172.7911 | 4 | 691.1645 | 12 | 2073.4936 | 15 | 2591.867
11 | Fixing of 33 kV AB switch complete with handle. | Set. | 2303.8213 | 1 | 2303.8213 | 1 | 2303.8213 | 1 | 2303.8213
12 | Fixing of 11 kV AB switch complete with handle isolator | Set. | 2303.8213 | 3 | 6911.4638 | 3 | 6911.4638 | 4 | 9215.2851
13 | Stringing of DOG ACSR conductor with fixing of terminal clamps.
| (a) 33 kV incoming gantry structure | LS | 2095.3255 | 1 | 2095.3255 | 1 | 2095.3255 | 1 | 2095.3255
| (b) 11 kV incoming gantry structure | LS | 2095.3255 | 1 | 2095.3255 | 1 | 2095.3255 | 1 | 2095.3255
| (c) for transformer protection | LS | 575.9553 | 1 | 575.9553 | 1 | 575.9553 | 1 | 575.9553
| (d) Bus bar structure (per bus) | No. | 584.3758 | 3 | 1753.1274 | 3 | 1753.1274 | 4 | 2337.5031
14 | Digging and concreting of foundation of X-mer | LS | 17278.6596 | 1 | 17278.6596 | 1 | 17278.6596 | 1 | 17278.6596
15 | Digging and concreting of foundation of VCB. | No. | 3500.4145 | 3 | 10501.2436 | 3 | 10501.2436 | 4 | 14001.6581
16 | Digging of trenches, pits & laying out earthing mat, interconnection etc. | LS | 24503.1897 | 1 | 24503.1897 | 1 | 24503.1897 | 1 | 24503.1897
17 | Testing & commissioning of 33 kV X-mer control and feeder VCB on foundation. | No. | 7000.8664 | 1 | 7000.8664 | 1 | 7000.8664 | 1 | 7000.8664
18 | Testing & commissioning of 11 kV X-mer control and feeder VCB on foundation. | No. | 4899.9992 | 3 | 14699.9976 | 3 | 14699.9976 | 4 | 19599.9969
19 | Fixing of T-clamps for jumpers & bimetallic clamps | No. | 34.9835 | 106 | 3708.2538 | 106 | 3708.2538 | 111 | 3883.1714
20 | Painting of channels and supports | LS | 11519.1064 | 1 | 11519.1064 | 1 | 11519.1064 | 1 | 11519.1064
21 | Handling & installation of 33 KV VCB on foundation. | No. | 3371.3775 | 0 | 0 | 1 | 3371.3775 | 1 | 3371.3775
22 | Handling & installation of 11 KV VCB on foundation. | No. | 2450.2982 | 3 | 7350.8947 | 3 | 7350.8947 | 4 | 9801.1929
23 | Handling & installation of station X-mer. | LS | 2303.8213 | 1 | 2303.8213 | 1 | 2303.8213 | 1 | 2303.8213
24 | Fixing of LT switch box complete & crimping. | LS | 1050.0702 | 1 | 1050.0702 | 1 | 1050.0702 | 1 | 1050.0702
25 | Handling & installation of battery charger & distn. Board. | LS | 1050.0702 | 1 | 1050.0702 | 1 | 1050.0702 | 1 | 1050.0702
26 | Handling & Installation of batteries. | LS | 1451.4074 | 1 | 1451.4074 | 1 | 1451.4074 | 1 | 1451.4074
27 | DC cabling from distn. Board to yard connection. | LS | 863.933 | 1 | 863.933 | 1 | 863.933 | 1 | 863.933
28 | Laying of under-ground cable complete including fixing of terminal block. | LS | 575.9553 | 1 | 575.9553 | 1 | 575.9553 | 1 | 575.9553
29 | Fixing arrangement of search light of support & handling and fixing of search light. | LS | 575.9553 | 1 | 575.9553 | 1 | 575.9553 | 1 | 575.9553
30 | Jumpering of DO fuse, AB switch & transformer and fixing of terminal clamps. | LS | 172.7866 | 1 | 172.7866 | 1 | 172.7866 | 1 | 172.7866
31 | Installation, testing and commissioning of 33 kV ME | No. | 4607.6426 | 1 | 4607.6426 | 1 | 4607.6426 | 1 | 4607.6426
32 | Installation, testing and commissioning of 11 kV ME | No. | 2879.7766 | 2 | 5759.5532 | 2 | 5759.5532 | 3 | 8639.3298
33 | Installation, testing and commissioning of HT meter complete with box | No. | 1727.866 | 3 | 5183.5979 | 3 | 5183.5979 | 4 | 6911.4638
| Total labour charges. |  |  |  | 223421.993 |  | 227140.8842 |  | 260808.2702
34 | Fixing of 3 Ph. 4 wire LTCT meters with LTCT with box (Transformer Capacity 63kVA) | LS | 1181.9434 | 1 | 1181.9434 | 1 | 1181.9434 | 1 | 1181.9434
| Grand Total |  |  |  | 224603.9364 |  | 228322.8276 |  | 261990.2137
35 | Fixing of 3 Ph. 4 wire LTCT meters with LTCT with box (Transformer Capacity 100kVA) | LS | 1233.1536 | 1 | 1233.1536 | 1 | 1233.1536 | 1 | 1233.1536
| Grand Total |  |  |  | 224655.1466 |  | 228374.0378 |  | 262041.4238
Note- | The rates are proposed for normal soil conditions. In case of soft rock & hard rock, the rates of pit digging will be taken as two times and ten times respectively as compared to the rates applicable for normal soil.

## BL-2
LABOUR SCHEDULE BL-2
SCHEDULE OF LABOUR CHARGES FOR POWER TRANSFORMER IN PARALLEL EXCLUDING BAY
S.No. | Particulars | Unit | Qty. | Year 2025-26
|  |  |  | Rate | Amt.
1 | Pit digging | No. | 4 | 460.7643 | 1843.057
2 | Shifting of materials (Other than pole) to pole pits | No. | 3 | 149.753 | 449.2591
3 | Transportation of support from road side to pole pits for a lead for 1.0 Km. | No. | 4 | 331.3262 | 1325.3047
4 | Cross arm fixing complete including insulator etc. | No. | 2 | 575.9527 | 1151.9053
5 | Pole erection complete (Joist) | No. | 4 | 894.1706 | 3576.6825
6 | Concreting of supports | Cft. | 42 | 0 | 0
7 | Fixing of 33 kV DO fuse units. | Set. | 1 | 437.5533 | 437.5533
8 | Fixing of 11 kV DO fuse units. | Set. | 1 | 334.0579 | 334.0579
9 | Fixing of 33 kV LA including earthing. | Set. | 1 | 287.9817 | 287.9817
10 | Fixing of 11 kV LA including earthing. | Set. | 1 | 172.7911 | 172.7911
11 | Stringing of Dog ACSR conductor with fixing of terminal clamps. | LS | LS | 575.9519 | 575.9519
12 | Digging and concreting of foundation of X-mer | LS | LS | 17225.3113 | 17225.3113
13 | Digging and concreting of foundation of VCB. | No. | 1 | 3500.4156 | 3500.4156
14 | Preparation of cable trench from 11 kV VCB to control room | LS | LS | 5365.0238 | 5365.0238
15 | Painting of channels and supports | LS | LS | 1192.2275 | 1192.2275
| Total |  |  |  | 37437.5226
| Total Labour Charges. (Rounded off) |  |  |  | 37438
The rates are proposed for normal soil conditions. In case of soft rock & hard rock, the rates of pit digging will be taken as two times and ten times respectively as compared to the rates applicable for normal soil.

## BL-3
LABOUR SCHEDULE BL-3
SCHEDULE OF LABOUR CHARGES FOR 33/11 kV POWER TRANSFORMER
S.No. | Particulars | Unit | Qty. | Year 2025-26
|  |  |  | 1.6 MVA | 3.15 MVA | 5.0 MVA
1 | Shifting of Xmer on foundation (Incl. lifting from A/S ) | No. | 1 | 46076.4256 | 57595.5319 | 69114.6383
2 | Testing and Commissioning of Xmer | No. | 1 | 13822.9277 | 13822.9277 | 13433.3602
3 | Assembling, | No. | 1 | 8063.3745 | 11058.3421 | 10746.6882
| Total |  |  | 67962.7277 | 82476.8017 | 93294.6867
| Total Labour Charges. (Rounded off) |  |  | 67963 | 82477 | 93295

## BL-4
LABOUR SCHEDULE BL-4
LABOUR CHARGES FOR 11 kV OUTDOOR YARD EXTENSION OF ADDITIONAL BAY
S.No. | Particulars | Unit | Qty. | Year 2025-26
|  |  |  | Rate | Amount
1 | Pit digging | No. | 4 | 460.7643 | 1843.057
2 | Shifting of materials to pole pits | No. | 8 | 149.753 | 1198.0242
3 | Transportation of pole from road side to pole pit | No. | 4 | 331.3262 | 1325.3047
4 | Cross arm fixing with insulator HW with insulator etc. | No. | 8 | 575.9527 | 4607.6212
5 | Pole erection complete | No. | 4 | 894.1752 | 3576.7006
6 | Concreting of poles | Cft. |  | 0 | 0
7 | Fixing of 11 kV AB switch / Isolator complete with operating handle. | No. | 3 | 2303.8213 | 6911.4638
8 | Stringing of DOG conductor including jumpering . | L.S. | L.S. | 2317.1597 | 2317.1597
9 | Fixing of T-clamps for jumpering | No. | 11 | 23.0382 | 253.4203
10 | Digging and concreting of foundation of 11 kV VCB. | No. | 1 | 3500.4156 | 3500.4156
11 | Testing & commissioing of 11 KV control & feeder VCB | No. | 1 | 4899.9992 | 4899.9992
12 | Handling & installation of 11 KV VCB on foundation. | No. | 1 | 2450.2982 | 2450.2982
13 | Preparation of cable trench for 11 kV VCB. | RM | 5 | 2299.5423 | 11497.7116
14 | DC cabling from distn. Board to yard connection. | LS | L.S. | 863.9343 | 863.9343
15 | Installation, testing and commissioning of HT meter complete with box | No. | 1 | 1727.866 | 1727.866
16 | Painting of structure. | L.S. | L.S. | 1682.422 | 1682.422
17 | Digging of pits & laying out earthing mat, interconnection etc. | L.S. | L.S. | 3364.8333 | 3364.8333
18 | Levelling & Metalling | L.S. | L.S. | 6729.6773 | 6729.6773
| TOTAL |  |  |  | 58749.9091
| Total Labour charges (Rounded off) |  |  |  | 58750
The rates are proposed for normal soil conditions. In case of soft rock & hard rock, the rates of pit digging will be taken as two times and ten times respectively as compared to the rates applicable for normal soil.

## BL-5
LABOUR SCHEDULE BL-5
LABOUR CHARGES FOR 33 kV OUT DOOR YARD
S.No. | Particulars | Unit | Qty. | Year 2025-26
|  |  |  | Rate | Amount
1 | Pit digging | No. | 4 | 460.7643 | 1843.057
2 | Shifting of materials to pole pit | No. | 8 | 149.753 | 1198.0242
3 | Transportation of pole from road side to pole pit | Set | 4 | 331.3262 | 1325.3047
4 | Cross arm fixing with insulator HW including channel for AB switch | No. | 8 | 575.9527 | 4607.6212
5 | Pole erection complete | No. | 4 | 894.1752 | 3576.7006
6 | Concreting of stay and poles | Cft. | 0 | 0 | 0
7 | Fixing of isolator/AB Switch complete with operating handle. | Set | 3 | 2303.8213 | 6911.4638
8 | Stringing of double conductor including jumpering and fixing of terminal clamps etc. | L.S. | LS | 2523.6276 | 2523.6276
9 | Fixing of insulator | No. | 6 | 38.6601 | 231.9603
10 | Fixing of T-clamps for jumpering | No. | 18 | 34.9835 | 629.7035
11 | Painting of Structure | L.S. | LS | 1682.422 | 1682.422
12 | Digging of trenches, pits & laying out earthing mat, interconnection etc. | L.S. | L.S. | 3364.8333 | 3364.8333
13 | Levelling & Metalling | L.S. | L.S. | 6729.6773 | 6729.6773
| TOTAL |  |  |  | 34624.3956
| Total Labour charges (Rounded off) |  |  |  | 34624
The rates are proposed for normal soil conditions. In case of soft rock & hard rock, the rates of pit digging will be taken as two times and ten times respectively as compared to the rates applicable for normal soil.

## BL-6
LABOUR SCHEDULE BL-6
SCHEDULE OF LABOUR CHARGES FOR INSTALLATION OF 33 kV VCB
S. No. | Particulars | Unit | Qty. | Year 2025-26
|  |  |  | Rate | Amt. (Rs)
1 | Digging and concreting of foundation of VCB. | No. | 1 | 3500.4145 | 3500.4145
2 | Handling & installation of 33 KV VCB on foundation. | No. | 1 | 3371.3775 | 3371.3775
3 | Testing & Commissioning of 33 kV X-mer control and feeder VCB. | No. | 1 | 7000.8664 | 7000.8664
4 | Fixing of T-clamps for jumpers & bimetallic clamps | No. | 6 | 34.9787 | 209.8719
5 | DC cabling from distn. Board to yard connection. | LS | 1 | 863.9343 | 863.9343
6 | Digging of pits & laying out earthing mat, interconnection etc. | L.S. | 1 | 3364.8333 | 3364.8333
7 | Laying of under-ground cable complete including fixing of terminal block. | LS | 1 | 1727.9033 | 1727.9033
| Total labour charges |  |  |  | 20039.2013
| Total Labour Charges. (Rounded off) |  |  |  | 20039
Note - | The rates are proposed for normal soil conditions. In case of soft rock & hard rock, the rates of pit digging will be taken as two times and ten times respectively as compared to the rates applicable for normal soil.

## BL-7
LABOUR SCHEDULE BL-7
SCHEDULE OF LABOUR CHARGES FOR INSTALLATION OF 11 kV SINGLE PHASE AB SWITCH ON EXISTING OUTGOING FEEDER DP FROM 33/11 kV S/S
S.No. | Particulars | Unit | Qty. | Year 2025-26
|  |  |  | Rate | Amt. (Rs)
1 | Fixing of 11 kV AB switch complete with handle isolator | Set. | 1 | 2303.8213 | 2303.8213
2 | Fixing of T-clamps for jumpers & bimetallic clamps | No. | 19 | 34.9835 | 664.687
3 | Jumpering of AB switch. | LS | 1 | 907.0121 | 907.0121
| Total labour charges. |  |  |  | 3875.5203
| Total Labour Charges. (Rounded off) |  |  |  | 3876
The rates are proposed for normal soil conditions. In case of soft rock & hard rock, the rates of pit digging will be taken as two times and ten times respectively as compared to the rates applicable for normal soil.

## BL-8
LABOUR SCHEDULE BL-8
SCHEDULE OF LABOUR CHARGES FOR AUGMENTATION OF 33/11 kV S/s CAPACITY REPLACEMENT OF POWER TRANSFORMER
S.No. | Particulars | Unit | Qty. | Year 2025-26
|  |  |  | 1.6 to 3.15 MVA |  | 3.15 to 5 MVA Without 33kV VCB |  | 3.15 to 5 MVA With 33kV VCB
|  |  |  | Rate | Amt. (Rs) | Rate | Amt. (Rs) | Rate | Amt. (Rs)
1 | Shifting of Xmer on foundation (including lifting from A/Store) | No. | 1 | 57595.5319 | 57595.5319 | 69114.6383 | 69114.6383 | 69114.6383 | 69114.6383
2 | Assembling | No. | 1 | 11058.3443 | 11058.3443 | 11058.3443 | 11058.3443 | 11058.3443 | 11058.3443
3 | Testing and Commissioning of Xmer | No. | 1 | 13822.9277 | 13822.9277 | 13822.9277 | 13822.9277 | 13822.9277 | 13822.9277
4 | Testing and Commissioning of VCB | No. | 1 | 7000.8632 | 7000.8632 | 7000.8632 | 7000.8632 | 7000.8632 | 7000.8632
5 | Preparation of cable trench from 11 kV VCB to control room | RM | 5 | 2299.5423 | 11497.7116 | 0 | 0 | 2299.5423 | 11497.7116
6 | Digging and concreting of foundation of VCB. | No. | 1 | 3500.4145 | 3500.4145 | 3500.4145 | 3500.4145 | 3500.4145 | 3500.4145
7 | Handling & installation of 33 kV X-mer control and feeder VCB on foundation. | No. | 1 | 3371.3775 | 3371.3775 | 3371.3775 | 3371.3775 | 3371.3775 | 3371.3775
8 | Digging of pits & laying out earthing mat, interconnection etc. | LS | LS | 3364.8333 | 3364.8333 | 3364.8333 | 3364.8333 | 3364.8333 | 3364.8333
9 | Fixing of T-clamps for jumpers & bimetallic clamps | No. | 22 | 34.9835 | 769.6376 | 34.9835 | 769.6376 | 34.9835 | 769.6376
10 | DC cabling from distn. Board to yard connection. | LS | 1 | 863.933 | 863.933 | 863.933 | 863.933 | 863.933 | 863.933
11 | Laying of under-ground cable complete including fixing of terminal block. | LS | 1 | 575.9527 | 575.9527 | 575.9527 | 575.9527 | 575.9527 | 575.9527
| Total labour charges |  |  |  | 113421.5272 |  | 113442.922 |  | 124940.6336
| Total Labour Charges. (Rounded off) |  |  |  | 113422 |  | 113443 |  | 124941
The rates are proposed for normal soil conditions. In case of soft rock & hard rock, the rates of pit digging will be taken as two times and ten times respectively as compared to the rates applicable for normal soil.

## BL-9
LABOUR SCHEDULE BL-9
SCHEDULE OF LABOUR CHARGES FOR INSTALLATION OF 1.6 MVA POWER TRANSFORMER ON LINE
S.No. | Particulars | Unit | Qty. | Year 2025-26
|  |  |  | Rate | Amt. (Rs)
1 | Pit digging | No. | 14 | 460.7643 | 6450.6996
2 | Shifting of materials (Other than pole) to pole pits | No. | 16 | 149.753 | 2396.0484
3 | Transportation of support from road side to pole pits for a lead for 1.0 Km. | No. | 12 | 331.3262 | 3975.914
4 | Cross arm fixing complete with top clamp | No. | 2 | 153.2103 | 306.4207
5 | Cross arm fixing complete including insulator etc. | No. | 12 | 575.9527 | 6911.4318
6 | Insulator fixing with GI Pin | No. | 6 | 40.3247 | 241.9481
7 | Pole erection complete (Joist) | No. | 12 | 863.933 | 10367.1957
8 | Concreting of supports | Cft. | 0 | 0 | 0
9 | Fixing of 33 kV DO fuse units. | Set. | 1 | 437.5533 | 437.5533
10 | Fixing of 11 kV DO fuse units. | Set. | 1 | 334.0541 | 334.0541
11 | Fixing of 33 kV LA including earthing. | Set. | 1 | 287.9817 | 287.9817
12 | Fixing of 11 kV LA including earthing. | Set. | 1 | 172.7911 | 172.7911
13 | Stringing of Dog ACSR conductor with fixing of terminal clamps. | LS | LS | 2008.9463 | 2008.9463
14 | Fixing of AB switch complete with handle. | Set | 4 | 2303.8213 | 9215.2851
15 | Digging and concreting of foundation of X-mer | LS | LS | 16780.5339 | 16780.5339
16 | Fixing of T-clamps for jumpering | No. | 35 | 34.9787 | 1224.2529
17 | Painting of channels and supports | LS | LS | 1656.6308 | 1656.6308
18 | Shifting of Xmer (including lifting from A/Store) | No. | 1 | 46076.4256 | 46076.4256
19 | Assembling | No. | 1 | 8063.3745 | 8063.3745
20 | Testing and commissioning of power Xmer | No. | 1 | 13822.9277 | 13822.9277
21 | Digging of pits and laying out earthing mate connecteion etc | LS | LS | 3356.094 | 3356.094
| Total Labour Charges |  |  |  | 134086.5092
| Total Labour Charges. (Rounded off) |  |  |  | 134087
The rates are proposed for normal soil conditions. In case of soft rock & hard rock, the rates of pit digging will be taken as two times and ten times respectively as compared to the rates applicable for normal soil.

## CL-1
LABOUR SCHEDULE CL-1
LABOUR CHARGES OF 11 kV LINE ON PCC POLES
S. No. | Particulars | Unit | Qty. | 2025-26
|  |  |  | Rate | Amount
1 | Survey | Km. | 1 | 2761.0514 | 2761.0514
2 | Tree cutting | Km.
3 | Approach Clearence | Km.
4 | Pit digging | No. | 16 | 374.3719 | 5989.9503
5 | Stay Pit digging | No. | 6 | 334.0579 | 2004.3472
6 | Transportation of pole from road side to pole pit for a lead of 1 Km. | No. | 16 | 331.3262 | 5301.2187
7 | Shifting of materials to pole pits | No. | 16 | 70.1814 | 1122.9023
8 | Cross arm fixing complete with top clamp | No. | 16 | 99.3978 | 1590.3656
9 | Pole erection complete (including earthing) | No. | 16 | 1104.4206 | 17670.7289
10 | Concreting of stay and poles | Cft. | 0 | 0 | 0
11 | Stay erection complete | No. | 6 | 230.3811 | 1382.2864
12 | Insulator fixing with GI Pin | No. | 48 | 23.5573 | 1130.7499
13 | Anti climbing devices and danger board fixing | No. | 16 | 99.3978 | 1590.3656
14 | Painting of cross arm & numbering of poles | No. | 16 | 115.1905 | 1843.0485
15 | Carpet guarding | Span | 1 | 1682.4191 | 1682.4191
16 | Twisting of jointing sleeves | No. | 6 | 74.0293 | 444.1759
| TOTAL |  |  | 0 | 44513.6096
17 | Stringing of line (Weasel) all three conductor | Km. | 1 | 10367.2118 | 10367.2118
| GRAND TOTAL |  |  |  | 54880.8213
18 | Stringing of line (Rabbit) all three conductor | Km. | 1 | 11519.0424 | 11519.0424
| GRAND TOTAL |  |  |  | 56032.652
0
1. The rates are proposed for normal soil conditions. In case of soft rock & hard rock, the rates of pit digging will be taken as two times and ten times respectively as compared to the rates applicable for normal soil.

## CL-2
LABOUR SCHEDULE CL-2
LABOUR CHARGES PER KM. OF 11 kV D.P. STRUCTURE ON PCC POLE
S. No. | Particulars | Unit | Qty. | 2025-26
|  |  |  | Rate | Amount
1 | Pit digging | No. | 2 | 374.371 | 748.7419
2 | Stay Pit digging | No. | 6 | 334.0541 | 2004.3245
3 | Shifting of materials to pole pit | Set | 4 | 70.1814 | 280.7256
4 | Transportation of pole from road side to pole pit for a lead of 1 Km. | No. | 2 | 331.3262 | 662.6523
5 | Cross arm fixing complete including insulator etc. | No. | 1 | 395.7027 | 395.7027
6 | Pole erection complete (including earthing) | No. | 2 | 1104.4206 | 2208.8411
7 | Concreting of stay and poles | Cft. | 0 | 0 | 0
8 | Stay erection complete | No. | 6 | 230.3821 | 1382.2928
9 | Anticlimbing devices and danger board fixing | No. | 2 | 99.3978 | 198.7957
10 | Painting of cross arm and numbering of poles etc. | No. | 2 | 115.1905 | 230.3811
| TOTAL |  |  |  | 8112.4576
| Total Labour Charges. (Rounded off) |  |  |  | 8112
1. The rates are proposed for normal soil conditions. In case of soft rock & hard rock, the rates of pit digging will be taken as two times and ten times respectively as compared to the rates applicable for normal soil.

## CL-3
LABOUR SCHEDULE CL-3
LABOUR CHARGES FOR 16/25 / 63 / 100 / 200/315 kVA 11/0.4 kV OUT DOOR TRANSFORMER SUB-STATION
S. No. | Particulars | Unit | Qty. | 16/25 kVA X-Mer |  | 63 kVA X-Mer |  | 100 kVA X-Mer |  | 200/315 kVA X-Mer
2025-26
|  |  |  | Rate | Amount | Rate | Amount | Rate | Amount | Rate | Amount
1 | Pit digging | Each | 2 | 374.371 | 748.7419 | 374.371 | 748.7419 | 460.7621 | 921.5242 | 460.7621 | 921.5242
2 | Stay Pit digging | Each | 4 | 334.0541 | 1336.2163 | 334.0541 | 1336.2163 | 334.0541 | 1336.2163 | 334.0541 | 1336.2163
3 | Shifting of materials to pole pits | Set | 1 | 149.7484 | 149.7484 | 149.7484 | 149.7484 | 149.7484 | 149.7484 | 149.7484 | 149.7484
4 | Transportation of pole from road side to pole pit | Each | 2 | 331.3262 | 662.6523 | 331.3262 | 662.6523 | 460.7621 | 921.5242 | 460.7621 | 921.5242
5 | DC Cross arm fixing complete including insulator | Each | 2 | 403.1687 | 806.3374 | 403.1687 | 806.3374 | 403.1687 | 806.3374 | 403.1687 | 806.3374
6 | Pole erection complete including earthing | Each | 2 | 1104.4206 | 2208.8411 | 1104.4206 | 2208.8411 | 1515.361 | 3030.7221 | 1515.361 | 3030.7221
7 | Concreting of stay and base pad for poles | Cft. | 70 | 0 | 0 | 0 | 0 | 0 | 0 | 0 | 0
8 | Stay erection complete | Each | 4 | 230.3821 | 921.5285 | 230.3821 | 921.5285 | 230.3821 | 921.5285 | 230.3821 | 921.5285
9 | Fixing of LA Set | Set | 1 | 172.7911 | 172.7911 | 172.7911 | 172.7911 | 172.7911 | 172.7911 | 172.7911 | 172.7911
10 | Anti climbing devices and danger board fixing | Each | 2 | 99.3978 | 198.7957 | 99.3978 | 198.7957 | 99.3978 | 198.7957 | 99.3978 | 198.7957
11 | Painting of, cross arm & numbering of poles. | Each | 2 | 115.1905 | 230.3811 | 103.672 | 207.3439 | 460.7621 | 921.5242 | 460.7621 | 921.5242
12 | Fixing of LT switch box & transformer wiring etc. | Job | 1 | 896.0746 | 896.0746 | 0 | 0 | 0 | 0 | 0 | 0
13 | Fixing of LT Distribution Box and X-mer Wire. | Job | 1 | 0 | 0 | 1727.5912 | 1727.5912 | 1727.5912 | 1727.5912 | 2879.7739 | 2879.7739
14 | Handling and installation of transformer on structure | Job | 1 | 1151.3718 | 1151.3718 | 2208.8411 | 2208.8411 | 3864.9384 | 3864.9384 | 4417.6822 | 4417.6822
15 | Fixing of D.O fuse complete with base channel | Set | 1 | 334.0579 | 334.0579 | 334.0579 | 334.0579 | 334.0579 | 334.0579 | 334.0579 | 334.0579
16 | Fixing of 11 kV AB switch | Set | 1 | 2303.8213 | 2303.8213 | 2303.8213 | 2303.8213 | 2303.8213 | 2303.8213 | 2303.8213 | 2303.8213
17 | Installation & commissioning of DT Meter | Job | 1 | 1181.9434 | 1181.9434 | 1181.9434 | 1181.9434 | 1233.1536 | 1233.1536 | 1327.0601 | 1327.0601
| TOTAL |  |  |  | 13303.3028 |  | 15169.2516 |  | 18844.2747 |  | 20643.1078
| Total Labour Charges. (Rounded off) |  |  |  | 13303 |  | 15169 |  | 18844 |  | 20643
1. The rates are proposed for normal soil conditions. In case of soft rock & hard rock, the rates of pit digging will be taken as two times and ten times respectively as compared to the rates applicable for normal soil.

## CL-3(A)
LABOUR SCHEDULE CL - 3 (A)
LABOUR CHARGES FOR ADDITIONAL (MID SPAN) POLES FOR 11 kV LINE ON H-BEAM POLE
S. No. | Particulars | Unit | Qty. | 2025-26
|  |  |  | Rate | Amount
1 | Pit digging | No. | 1 | 557.5456 | 557.5456
2 | Transportation of pole from road side to pole pit for a lead of 1 Km. | No. | 1 | 691.1432 | 691.1432
3 | Shifting of materials to pole pits | No. | 1 | 70.1814 | 70.1814
4 | Cross arm fixing complete with top clamp | No. | 1 | 99.3978 | 99.3978
5 | Pole erection complete (including earthing) | No. | 1 | 1612.6749 | 1612.6749
6 | Insulator fixing with GI Pin | No. | 3 | 23.561 | 70.6829
7 | Anti climbing devices and danger board fixing | No. | 1 | 103.672 | 103.672
8 | Painting of cross arm, pole and numbering of poles etc. | No. | 1 | 460.7643 | 460.7643
| TOTAL |  |  |  | 3666.0621
| Total Labour charges (Rounded off) |  |  |  | 3666
1. The rates are proposed for normal soil conditions. In case of soft rock & hard rock, the rates of pit digging will be taken as two times and ten times respectively as compared to the rates applicable for normal soil.

## CL-3 (B)
LABOUR SCHEDULE CL-3 (B)
LABOUR CHARGES FOR PER KM. OF 11 kV LINE ON H-BEAM (11 MTR. ) & 200 kG PCC POLE 9 MTR. WITH AB CABLE
S. No. | Particulars | Unit | Qty. | With H-Beam |  | With 200 kG 9 Mtr long PCC Pole
2025-26
|  |  |  | Rate | Amount | Rate | Amount
1 | Survey | Km. | 1 | 2761.0514 | 2761.0514 | 2761.0514 | 2761.0514
2 | Tree cutting | Km. | 1
3 | Approach Clearance | Km. | 1
4 | Pit digging | No. | 29 | 658.9176 | 19108.6097 | 460.7621 | 13362.1015
5 | Stay Pit digging | No. | 12 | 334.0579 | 4008.6945 | 334.0579 | 4008.6945
6 | Transportation of pole from road side to pole pit for a lead of 1 Km. | No. | 29 | 691.1432 | 20043.1523 | 575.9527 | 16702.6269
7 | Shifting of materials to pole pits | No. | 29 | 70.1814 | 2035.2603 | 70.1814 | 2035.2603
8 | Pole erection complete (including earthing) | No. | 29 | 1612.6781 | 46767.6648 | 1612.6781 | 46767.6648
9 | Concreting of stay and poles | Cft. | 625 | 0 | 0 | 0 | 0
10 | Stay erection complete | No. | 12 | 230.3811 | 2764.5727 | 230.3811 | 2764.5727
11 | Fixing of dead end assembly (suitable for all size cable) | No. | 16 | 218.8673 | 3501.8775 | 218.8673 | 3501.8775
12 | Fixing of straight line suspension assembly (Suitable for all size cable) | No. | 21 | 153.2103 | 3217.4172 | 153.2103 | 3217.4172
13 | Fixing of Eye hook | No. | 37 | 23.561 | 871.756 | 23.561 | 871.756
14 | Anti climbing devices and danger board fixing | No. | 29 | 99.3978 | 2882.5376 | 99.3978 | 2882.5376
15 | Painting of cross arm and numbering of poles etc. | No. | 29 | 460.7621 | 13362.1015 | 115.1905 | 3340.5254
16 | Formation of Cable termination Kit | Set. | 2 | 4031.6899 | 8063.3798 | 4031.6899 | 8063.3798
17 | Formation of Cable straight through joint | Set. | 3 | 5183.5952 | 15550.7856 | 5183.5952 | 15550.7856
| TOTAL |  |  |  | 144938.861 |  | 125830.2512
18 | Stringing of AB Cable 3x35+35 | Km. | 1.06 | 7730.9439 | 8194.8005 | 7730.9439 | 8194.8005
| GRAND TOTAL |  |  |  | 153133.6615 |  | 134025.0517
19 | Stringing of AB Cable 3x70+70 | Km. | 1.06 | 11596.4158 | 12292.2008 | 12292.2008 | 13029.7328
| GRAND TOTAL |  |  |  | 157231.0617 |  | 138859.984
1. The rates are proposed for normal soil conditions. In case of soft rock & hard rock, the rates of pit digging will be taken as two times and ten times respectively as compared to the rates applicable for normal soil.

## CL-3(C)
LABOUR SCHEDULE CL-3 (C)
LABOUR SCHEDULE FOR AUGMENTATION OF 11 kV LINE FROM WEASEL TO RACCOON CONDUCTOR
S. No. | Particulars | Unit | Qty. | 2025-26
|  |  |  | Rate | Amount
1 | Stay Pit digging | No. | 2 | 334.0541 | 668.1082
2 | Stay erection complete | No. | 2 | 230.3821 | 460.7643
3 | Shifting of material form Road side to work site | No. | 16 | 70.1859 | 1122.9746
4 | Insulator with fixing hardware | No. | 36 | 40.314 | 1451.3046
5 | Guarding | No. | 1 | 1682.422 | 1682.422
6 | Stringing of line for Raccoon conductor | Km. | 1 | 14974.8383 | 14974.8383
| TOTAL |  |  |  | 20360.412
7 | Dismantling of Line | Km. | 1 | 5183.6059 | 5183.6059
| G. TOTAL |  |  |  | 25544.0179
1. The rates are proposed for normal soil conditions. In case of soft rock & hard rock, the rates of pit digging will be taken as two times and ten times respectively as compared to the rates applicable for normal soil.

## CL-3(D)
LABOUR SCHEDULE CL - 3 (D)
LABOUR SCHEDULE FOR AUGMENTATION OF 1 kM OF 11 kV LINE FROM WEASEL TO RABBIT CONDUCTOR
S. No. | Particulars | Unit | Qty. | 2024-25
|  |  |  | Rate | Amount
1 | Stay Pit digging | No. | 2 | 334.0541 | 668.1082
2 | Stay erection complete | No. | 2 | 230.3821 | 460.7643
3 | Shifting of materials to pits | No. | 16 | 70.1859 | 1122.9746
4 | Guarding | No. | 1 | 1682.422 | 1682.422
5 | Stringing of line for Rabbit conductor | Km. | 1 | 11519.1064 | 11519.1064
| TOTAL |  |  |  | 15453.3754
6 | Dismantling of Line | Km. | 1 | 5183.6059 | 5183.6059
| G. TOTAL |  |  |  | 20636.9813
1. The rates are proposed for normal soil conditions. In case of soft rock & hard rock, the rates of pit digging will be taken as two times and ten times respectively as compared to the rates applicable for normal soil.

## CL-3(E)
LABOUR SCHEDULE CL - 3 (E)
LABOUR SCHEDULE FOR 11 kV OVERHEAD XLPE CABLE LINE ON H-BEAM POLE WITH AVERAGE SPAN 30 MTRS.
S. No. | Particulars | Unit | Qty. | 2025-26
|  |  |  | Rate | Amount
1 | Survey | Km. | 1 | 2761.0514 | 2761.0514
2 | Tree cutting | Km. | 1
3 | Approach Clearance | Km. | 1
4 | Pit digging | No. | 33 | 557.5456 | 18399.0062
5 | Stay Pit digging | No. | 12 | 334.0579 | 4008.6945
6 | Transportation of pole | No. | 33 | 691.1432 | 22807.725
7 | Shifting of materials | No. | 33 | 70.1814 | 2315.9859
8 | Cross arm fixing complete | No. | 33 | 99.3978 | 3280.129
9 | Pole erection complete | No. | 33 | 1612.6781 | 53218.3772
10 | Stay erection complete | No. | 12 | 230.3811 | 2764.5727
11 | Fixing of dead end assembly (suitable for all size cable) | No. | 16 | 218.8673 | 3501.8775
12 | Fixing of straight line suspension assembly (Suitable for all size cable) | No. | 25 | 153.2103 | 3830.2585
13 | Fixing of Eye hook | No. | 41 | 23.561 | 965.9998
14 | Anti climbing devices and danger board fixing. | No. | 33 | 103.6768 | 3421.3348
15 | Painting ofPole, Hardware and numbering of Pole including steel Pole | No. | 33 | 460.7621 | 15205.15
16 | Stringing of Cable | Km. | 1.06 | 16566.3083 | 17560.2868
17 | Formation of Cable Termination Kit | Set. | 2 | 4031.6899 | 8063.3798
18 | Formation of Cable Strainght through Joint | Set. | 3 | 5183.5952 | 15550.7856
| TOTAL |  |  |  | 177654.6149
| Total Labour charges (Rounded off) |  |  |  | 177655
1. The rates are proposed for normal soil conditions. In case of soft rock & hard rock, the rates of pit digging will be taken as two times and ten times respectively as compared to the rates applicable for normal soil.

## CL-4
LABOUR SCHEDULE CL - 4
LABOUR CHARGES FOR PER KM. OF 11 kV LINE ON 11 MTR. LONG H-BEAM / 365 Kg PCC POLE
S. No. | Particulars | Unit | Qty. | With H-Beam |  | Using 365 Kg 11 Mtr long PCC Pole
2025-26
|  |  |  | Rate | Amount | Rate | Amount
1 | Survey | Km. | 1 | 2761.0514 | 2761.0514 | 2761.0514 | 2761.0514
2 | Tree cutting | Km.
3 | Approach Clearance | Km.
4 | Pit digging | No. | 12 | 557.5456 | 6690.5477 | 557.5456 | 6690.5477
5 | Stay Pit digging | No. | 6 | 334.0541 | 2004.3245 | 334.0541 | 2004.3245
6 | Transportation of pole from road side to pole pit for a lead of 1 Km. | No. | 12 | 691.1432 | 8293.7182 | 691.1464 | 8293.7566
7 | Shifting of materials to pole pits | No. | 12 | 70.1814 | 842.1767 | 70.1814 | 842.1767
8 | Cross arm fixing complete with top clamp | No. | 12 | 103.672 | 1244.0635 | 103.672 | 1244.0635
9 | Pole erection complete (including earthing) | No. | 12 | 1612.6749 | 19352.0987 | 1843.057 | 22116.6843
10 | Concreting of stay and poles | Cft. | 270 | 0 | 0 | 0 | 0
11 | Stay erection complete | No. | 6 | 230.3821 | 1382.2928 | 230.3821 | 1382.2928
12 | Insulator fixing with GI Pin | No. | 36 | 23.561 | 848.195 | 23.561 | 848.195
13 | Anti climbing devices and danger board fixing | No. | 12 | 103.6768 | 1244.1218 | 99.3978 | 1192.7742
14 | Painting of Pole, Cross arm and numbering of poles including steel pole. | No. | 12 | 460.7643 | 5529.1711 | 115.1911 | 1382.2928
15 | Carpet guarding | Span | 1 | 1682.422 | 1682.422 | 1672.8183 | 1672.8183
16 | Twisting of jointing sleeves | No. | 6 | 74.0335 | 444.2011 | 74.0335 | 431.6824
| TOTAL |  |  |  | 52318.3844 |  | 50862.6601
17 | Stringing of line (Weasel) all three conductor | Km. | 1 | 10367.1957 | 10367.1957 | 10367.1957 | 10367.1957
| GRAND TOTAL |  |  |  | 62685.5802 |  | 61229.8558
18 | Stringing of line (Rabbit) all three conductor | Km. | 1 | 11519.1064 | 11519.1064 | 11519.1064 | 11519.1064
| GRAND TOTAL |  |  |  | 63837.4908 |  | 62381.7665
19 | Stringing of line (Raccoon) all three conductor | Km. | 1 | 14974.8383 | 14974.8383 | 14974.8383 | 14974.8383
| GRAND TOTAL |  |  |  | 67293.2227 |  | 65837.4984
20 | Stringing of line (Dog) all three conductor | Km. | 1 | 17278.6596 | 17278.6596 | 17278.6596 | 17278.6596
| GRAND TOTAL |  |  |  | 69597.044 |  | 68141.3197
1. The rates are proposed for normal soil conditions. In case of soft rock & hard rock, the rates of pit digging will be taken as two times and ten times respectively as compared to the rates applicable for normal soil.

## CL-5
LABOUR SCHEDULE CL-5
LABOUR CHARGES PER KM. OF 11 kV D.P. STRUCTURE ON 11 MTR LONG H-BEAM / 365 KG PCC POLE
S. No. | Particulars | Unit | Qty. | Using H-Beam |  | Using 365 Kg 11 Mtr long PCC Pole
2025-26
|  |  |  | Rate | Amount | Rate | Amount
1 | Pit digging | No. | 2 | 557.5456 | 1115.0913 | 557.5456 | 1115.0913
2 | Stay Pit digging | No. | 6 | 334.0541 | 2004.3245 | 334.0541 | 2004.3245
3 | Shifting of materials to pole pit | Set | 1 | 149.7484 | 149.7484 | 149.7484 | 149.7484
4 | Transportation of pole from road side to pole pit for a lead of 1 Km. | No. | 2 | 691.1432 | 1382.2864 | 691.1464 | 1382.2928
5 | DC Cross arm fixing complete including insulator etc. | No. | 1 | 395.7027 | 395.7027 | 395.7027 | 395.7027
6 | Pole erection complete (including earthing) | No. | 2 | 1612.6749 | 3225.3498 | 1843.057 | 3686.114
7 | Concreting of stay and poles | Cft. | 76 | 0 | 0 | 0 | 0
8 | Stay erection complete | No. | 6 | 230.3821 | 1382.2928 | 230.3821 | 1382.2928
9 | Anticlimbing devices and danger board fixing | Set | 2 | 99.3978 | 198.7957 | 99.3978 | 198.7957
10 | Painting of cross arm, pole and numbering of poles etc. | No. | 2 | 460.7643 | 921.5285 | 115.1911 | 230.3821
| TOTAL |  |  |  | 10775.12 |  | 10544.7443
| Total Labour charges (Rounded off) |  |  |  | 10775 |  | 10545
1. The rates are proposed for normal soil conditions. In case of soft rock & hard rock, the rates of pit digging will be taken as two times and ten times respectively as compared to the rates applicable for normal soil.

## CL-6
LABOUR SCHEDULE CL-6
LABOUR CHARGES FOR PER KM. OF 11 kV LINE ON R.S. JOIST (11 MTR.)
S. No. | Particulars | Unit | Qty. | 2025-26
|  |  |  | Rate | Amount
1 | Survey | Km. | 1 | 2761.0514 | 2761.0514
2 | Tree cutting | Km. | 1
3 | Approach Clearance | Km. | 1
4 | Pit digging | No. | 12 | 460.7621 | 5529.1455
5 | Stay Pit digging | No. | 6 | 334.0541 | 2004.3245
6 | Transportation of pole from road side to pole pit for a lead of 1 Km. | No. | 12 | 460.7643 | 5529.1711
7 | Shifting of materials to pole pits | No. | 12 | 70.1814 | 842.1767
8 | Cross arm fixing complete with top clamp | No. | 12 | 99.3978 | 1192.7742
9 | Pole erection complete with earthing | No. | 12 | 1515.3615 | 18184.3378
10 | Concreting of stay and poles | Cft. | 270 | 0 | 0
11 | Stay erection complete. | No. | 6 | 230.3821 | 1382.2928
12 | Insulator fixing with GI Pin. | No. | 36 | 23.561 | 848.195
13 | Anti climbing devices and danger board fixing | No. | 12 | 99.3978 | 1192.7742
14 | Painting of Pole, cross arm and numbering of poles including steel pole. | No. | 12 | 460.7643 | 5529.1711
15 | Carpet guarding. | Span | 1 | 1682.422 | 1682.422
16 | Twisting of jointing sleeves. | No. | 6 | 74.0335 | 444.2011
| TOTAL |  |  |  | 47122.0373
17 | Stringing of line (Rabbit) all three conductor. | Km. | 1 | 11519.1064 | 11519.1064
| GRAND TOTAL |  |  |  | 58641.1437
18 | Stringing of line (Weasel) all three conductor. | Km. | 1 | 10367.1957 | 10367.1957
| GRAND TOTAL |  |  |  | 57489.233
1. The rates are proposed for normal soil conditions. In case of soft rock & hard rock, the rates of pit digging will be taken as two times and ten times respectively as compare to the rates applicable for normal soil.

## CL-7
LABOUR SCHEDULE CL-7
LABOUR CHARGES PER KM. OF 11 kV D.P. STRUCTURE WITH R.S. JOIST
S. No. | Particulars | Unit | Qty. | 2025-26
|  |  |  | Rate | Amount
1 | Pit digging | No. | 2 | 557.5456 | 1115.0913
2 | Stay Pit digging | No. | 6 | 334.0541 | 2004.3245
3 | Shifting of materials to pole pit | Set | 1 | 149.7484 | 149.7484
4 | Transportation of pole from road side to pole pit for a lead of 1 Km. | No. | 2 | 460.7643 | 921.5285
5 | DC Cross arm fixing complete including insulator etc. | No. | 1 | 395.7027 | 395.7027
6 | Pole erection complete (including earthing) | No. | 2 | 1515.3615 | 3030.723
7 | Concreting of stay and poles | Cft. | 76 | 0 | 0
8 | Stay erection complete | No. | 6 | 230.3821 | 1382.2928
9 | Anticlimbing devices and danger board fixing | Set | 2 | 99.3978 | 198.7957
10 | Painting of cross arm, pole and numbering of poles etc. | No. | 2 | 460.7643 | 921.5285
| TOTAL |  |  |  | 10119.7353
| Total Labour charges (Rounded off) |  |  |  | 10120
1. The rates are proposed for normal soil conditions. In case of soft rock & hard rock, the rates of pit digging will be taken as two times and ten times respectively as compare to the rates applicable for normal soil.

## CL-7 (B-1) B
LABOUR SCHEDULE CL-7 (B-1) B
LABOUR SCHEDULE - FOR RENOVATION OF EXISTING DISTRIBUTION TRANSFORMER SUB-STATION.
S. No. | Particulars | Unit | Rate 2024-25 | 2025-26
|  |  |  | 25 kVA X-mer |  | 63 kVA X-mer |  | 100 kVA X-mer |  | 200 / 315 kVA X-mer
|  |  |  | Qty. | Amount | Qty. | Amount | Qty. | Amount | Qty. | Amount
1 | Shifting of material to pole pits | Set | 145.5281 | 1 | 149.7484 | 1 | 149.7484 | 1 | 149.7484 | 1 | 149.7484
2 | Fixing of LT distribution Box with Cable |  | 0 | 0 | 0 | 0 | 0 | 0 | 0 | 0 | 0
| i) 25 KVA | Each | 870.8207 | 1 | 896.0746 | 0 | 0 | 0 | 0 | 0 | 0
| ii) 63/100 kVA | Each | 1678.903 | 0 | 0 | 1 | 1727.5912 | 1 | 1727.5912 | 0 | 0
| iii) 200 kVA | Each | 2798.6167 |  | 0 |  | 0 |  | 0 | 1 | 2879.7766
3 | Handling / Inst. & wiring of Transformer | No. | LS | 1 | 1151.3718 | 1 | 2208.8411 | 1 | 3864.9384 | 1 | 4417.6822
4 | Earthing of S/s | No. | LS | 1 | 1151.916 | 1 | 1151.916 | 1 | 1151.916 | 1 | 1151.916
| TOTAL |  |  |  | 3349.1107 |  | 5238.0967 |  | 6894.194 |  | 8599.1232
| Total Labour charges (Rounded off) |  |  |  | 3349 |  | 5238 |  | 6894 |  | 8599
1. The rates are proposed for normal soil conditions. In case of soft rock & hard rock, the rates of pit digging will be taken as two times and ten times respectively as compared to the rates applicable for normal soil.

## CL-8
LABOUR SCHEDULE CL-8 (G-1)
SINGLE POLE MOUNTED LOW CAPACITY SINGLE PHASE / THREE PHASE 11/0.4 kV DISTRIBUTION TRANSFORMER SUB-STATION
S. No. | Particulars | Unit | Qty. | 2025-26
|  |  |  | Rate | Amount
1 | Pit digging | Each | 1 | 460.7643 | 460.7643
2 | Stay Pit digging | Each | 4 | 334.0541 | 1336.2163
3 | Shifting of materials to pole pits | Set | 4 | 149.7484 | 598.9935
4 | Transportation of pole from road side to pole pit | Each | 1 | 575.9527 | 575.9527
5 | V Cross arm fixing complete top clamp | Each | 1 | 99.3978 | 99.3978
6 | Insulator fixing with GI Pin | No. | 3 | 23.561 | 70.6829
7 | Fixing of DC cross arm | Each | 3 | 395.7027 | 1187.108
8 | Pole erection complete including earthing | Each | 1 | 1612.6781 | 1612.6781
9 | Concreting of stay and base pad for poles | Cft. | 47 | 0 | 0
10 | Stay erection complete | Each | 4 | 230.3821 | 921.5285
11 | Fixing of LA Set | Set | 1 | 172.7866 | 172.7866
12 | Anti climbing devices and danger board fixing | Each | 1 | 99.3978 | 99.3978
13 | Painting of cross arm & numbering of poles. | Each | 1 | 115.1905 | 115.1905
14 | Fixing of LT switch box & transformer wiring etc. | Job | 1 | 896.0746 | 896.0746
15 | Handling and installation of transformer on structure | Job | 1 | 1151.3718 | 1151.3718
16 | Fixing of D.O fuse complete with base channel | Set | 1 | 334.0579 | 334.0579
17 | Earthing of S/s including pit digging laying and conecting wires to supports X-mer etc. | Set | 3 | 1151.4251 | 3454.2754
18 | Installation & commissioning of DT Meter | Job | 1 | 1181.9434 | 1181.9434
| TOTAL |  |  |  | 14268.4201
| Total Labour charges (Rounded off) |  |  |  | 14268
1. The rates are proposed for normal soil conditions. In case of soft rock & hard rock, the rates of pit digging will be taken as two times and ten times respectively as compared to the rates applicable for normal soil.

## CL-9
LABOUR SCHEDULE CL-9
LABOUR SCHEDULE - PLINTH MOUNTED DISTRIBUTION TRANSFORMER S/s.
S. No. | Particulars | Unit | Rate 2025-26 | 2025-26
|  |  |  | 63 kVA X-mer |  | 100 kVA X-mer |  | 200 kVA X-mer
|  |  |  | Qty. | Amount | Qty. | Amount | Qty. | Amount
1 | Pole Pit digging
| (i) RSJ | No. | 557.5456 | 2 | 1115.0913 | 2 | 1115.0913 | 0 | 0
| (ii) H.Beam | No. | 658.9176 | 0 | 0 | 0 | 0 | 2 | 1317.8352
2 | Stay pit digging | Each | 334.0541 | 4 | 1336.2163 | 4 | 1336.2163 | 4 | 1336.2163
3 | Shifting of material to pole pits | Set | 149.7484 | 4 | 598.9935 | 4 | 598.9935 | 4 | 598.9935
4 | Transportation of pole from Road side to pole pit | Each | 460.7643 | 2 | 921.5285 | 2 | 921.5285 | 2 | 921.5285
5 | Cross arm fixing complete. | Each | 395.7027 | 2 | 791.4054 | 2 | 791.4054 | 2 | 791.4054
6 | (a) Pole erection complete including earthing (RSJ) | Each | 1515.3615 | 2 | 3030.723 | 2 | 3030.723 | 0 | 0
| (b) Pole erection complete including earthing H-Beam | Each | 1612.6749 | 0 | 0 | 0 | 0 | 2 | 3225.3498
7 | Concreting | Cmt. | 0 | 0 | 0 | 0 | 0 | 0 | 0
8 | Stay erection complete | Each | 230.3821 | 4 | 921.5285 | 4 | 921.5285 | 4 | 921.5285
9 | Fixing of LA set. | Set | 172.7911 | 1 | 172.7911 | 1 | 172.7911 | 1 | 172.7911
10 | Anticlimbing device and danger board fixing | Each | 99.3978 | 2 | 198.7957 | 2 | 198.7957 | 2 | 198.7957
11 | Painting of Pole, Cross arm & Numbering of pole | Each | 460.7621 | 2 | 921.5242 | 2 | 921.5242 | 2 | 921.5242
12 | Fixing of LT distribution of Box |  | 0 | 0 | 0 | 0 | 0 | 0 | 0
| (a) 63/100 kVA | Each | 1727.866 | 1 | 1727.866 | 1 | 1727.866 | 0 | 0
| (b)_200 kVA | Each | 2879.7739 | 0 | 0 | 0 | 0 | 1 | 2879.7739
13 | Handling/ Inst. & wiring of Transformer | Each | LS | 1 | 2208.8411 | 1 | 3864.9384 | 1 | 4417.6822
14 | Earthing of S/s | LS | 1151.916 | 1 | 1151.916 | 1 | 1151.916 | 1 | 1151.916
15 | Fixing of DO fuse unit | Set | 334.0579 | 1 | 334.0579 | 1 | 334.0579 | 1 | 334.0579
16 | Fixing of AB Switch | Set | 2303.8213 | 1 | 2303.8213 | 1 | 2303.8213 | 1 | 2303.8213
17 | Installation & commissioning of DT Meter | Job | 1327.0601 | 1 | 1327.0601 | 1 | 1327.0601 | 1 | 1327.0601
| TOTAL |  |  |  | 19062.1599 |  | 20718.2572 |  | 22820.2797
| Total Labour charges (Rounded off) |  |  |  | 19062 |  | 20718 |  | 22820
1. The rates are proposed for normal soil conditions. In case of soft rock & hard rock, the rates of pit digging will be taken as two times and ten times respectively as compared to the rates applicable for normal soil.

## CL-9(A)
LABOUR SCHEDULE CL - 9 (A)
LABOUR CHARGES FOR ADDITIONAL (MID SPAN) POLES FOR NEW 11 kV LINE WITH RACCOON CONDUCTOR ON H-BEAM POLE
S. No. | Particulars | Unit | Qty. | 2025-26
|  |  |  | Rate | Amount
1 | Pit digging | No. | 1 | 557.5456 | 557.5456
2 | Transportation of pole from road side to pole pit for a lead of 1 Km. | No. | 1 | 575.9527 | 575.9527
3 | Shifting of materials to pole pits | No. | 1 | 70.1814 | 70.1814
4 | Cross arm fixing complete with top clamp | No. | 1 | 99.3978 | 99.3978
5 | Pole erection complete (including earthing) | No. | 1 | 1612.6749 | 1612.6749
6 | Insulator fixing with GI Pin | No. | 3 | 23.561 | 70.6829
7 | Anti climbing devices and danger board fixing | No. | 1 | 103.6768 | 103.6768
8 | Painting of pole, Cross arm and numbering of poles including steel pole. | No. | 1 | 460.7643 | 460.7643
| TOTAL |  |  |  | 3550.8764
| Total Labour charges (Rounded off) |  |  |  | 3551
1. The rates are proposed for normal soil conditions. In case of soft rock & hard rock, the rates of pit digging will be taken as two times and ten times respectively as compared to the rates applicable for normal soil.

## CL-10(B)
LABOUR SCHEDULE CL-10 (B)
LABOUR SCHEDULE FOR AUGMENTATION OF 11/0.4 kV S/s CAPACITY (ASSUMING 25 YEARS OF LIFE & 10 YEARS IN SERVICE) ON EXISTING DP
S. No. | Particulars | Unit | 2025-26
|  |  | 25kVA to 63 kVA X-mer |  |  | 63kVA to 100 kVA X-mer |  |  | 100kVA to 200 kVA X-mer
|  |  | Qty. | Rate | Amt. | Qty. | Rate | Amt. | Qty. | Rate | Amt.
1 | Pit digging | Each | 0 | 374.371 | 0 | 4 | 374.371 | 1497.4838 | 4 | 460.7621 | 1843.0485
2 | Stay Pit digging | Each | 0 | 334.0541 | 0 | 4 | 334.0541 | 1336.2163 | 4 | 334.0541 | 1336.2163
3 | Shifting of materials to pole pits | Set | 0 | 149.7484 | 0 | 4 | 149.7484 | 598.9935 | 4 | 149.7484 | 598.9935
4 | Transportation of pole from road side to pole pit | Each | 0 | 331.3262 | 0 | 4 | 331.3262 | 1325.3047 | 4 | 575.9527 | 2303.8106
5 | Pole erection complete including earthing | Each | 0 | 1104.4206 | 0 | 4 | 1104.4206 | 4417.6822 | 4 | 1612.6749 | 6450.6996
6 | Concreting of stay and base pad for poles | Cft. |  | 0 | 0 | 0 | 0 | 0 | 0 | 0 | 0
7 | Stay erection complete | Each | 0 | 230.3821 | 0 | 4 | 230.3821 | 921.5285 | 4 | 230.3821 | 921.5285
8 | Anti climbing devices and danger board fixing | Each | 0 | 99.3978 | 0 | 4 | 99.3978 | 397.5914 | 4 | 103.6768 | 414.7073
9 | Painting of cross arm & numbering of poles. | Each | 0 | 115.1905 | 0 | 4 | 115.1905 | 460.7621 | 4 | 460.7621 | 1843.0485
10 | Fixing of LT Distribution Box and X-mer Wire. | Job | 1 | 1727.5912 | 1727.5912 | 1 | 1727.5912 | 1727.5912 | 1 | 2879.7739 | 2879.7739
11 | Handling and installation of transformer on structure | Job | 1 | 2208.8411 | 2208.8411 | 1 | 3864.9384 | 3864.9384 | 1 | 4417.6822 | 4417.6822
12 | Fixing of 11 kV AB switch | Set | 0 | 2303.8213 | 0 | 0 | 2303.8213 | 0 | 1 | 2303.8213 | 2303.8213
| TOTAL |  |  |  | 3936.4323 |  |  | 16548.0922 |  |  | 25313.3302
| Total Labour charges (Rounded off) |  |  |  | 3936 |  |  | 16548 |  |  | 25313
1. The rates are proposed for normal soil conditions. In case of soft rock & hard rock, the rates of pit digging will be taken as two times and ten times respectively as compared to the rates applicable for normal soil.

## CL-11
LABOUR SCHEDULE CL-11
LABOUR SCHEDULE FOR INSTALLATION OF COMPACT R.M.U. 11 kV CLASS SF6 / VCB TYPE (1 INCOMING + 2 BREAKER + 1 OUTGOING)
S. No. | Particulars | Unit | Qty. | Year 2025-26
|  |  |  | Rate | Amount
1 | Digging and concreting of foundation of R.M.U. | No. | 1 | 3683.8434 | 3683.8434
2 | Handling & installation of R.M.U. on foundation. | No. | 1 | 3548.0455 | 3548.0455
3 | Fixing of incoming & outgoing cables on terminals of R.M.U. | L.S. | 1 | 1105.0885 | 1105.0885
4 | Earthing of RMU including pit digging, laying and connecting wires to RMU etc. | Set | 1 | 1151.916 | 1151.916
5 | Lettering the R.M.U. with enamel paint and also writing single line diagram of each panel, caution Board, Danger Board etc. including cost of paint, Brush etc. | Per Panel | 1 | 911.5348 | 911.5348
| Total Labour Charges |  |  |  | 10400.4282
| Total Labour Charges (Rounded Off) |  |  |  | 10400
1. The rates are proposed for normal soil conditions. In case of soft rock & hard rock, the rates of pit digging will be taken as two times and ten times respectively as compared to the rates applicable for normal soil.

## CL-12
LABOUR SCHEDULE CL-12
LABOUR CHARGE FOR 11 kV UNDERGROUND CABLE CROSSING UNDER EXISTING RAILWAY TRACK / ROAD FOR 60 MTR. LONG RAIL/ ROAD CORRIDOR / ROUTE LENGTH OF G.I. PIPE, UNDER 2.5 MTR. DEEP FROM GROUND LEVEL SINGLE FEEDER LINE.
S. No. | Particulars | Unit | Qty. | 2025-26
Using HDD Technique
|  |  |  | Rate | 3x240 sq.mm AB XLPE Cable | 3x400 sq.mm AB XLPE Cable
[5 empty] | Amount | Amount
1 | 2 | 3 | 4 | 5 | 6 | 7
1 | Using HDD Technique (Horizontal Directional Drilling) ** | Mtr. | 120 | 1382.2928 | 165875.132 | 165875.132
2 | Laying of 240 sqmm 3 core XLPE cable & rising on pole through G.I. Pipe | Mtr. | 180 | 345.5732 | 62203.1745 | 0
3 | Laying of 400 sqmm 3 core XLPE cable & rising on pole through G.I. Pipe | Mtr. | 190 | 460.7643 | 0 | 87545.2086
4 | Earthing pit digging and laying of earth pipe complete. | Set. | 4 | 1151.916 | 4607.6639 | 4607.6639
5 | Joining kit labour charges. | Set. | 4 | 4031.6872 | 16126.7489 | 16126.7489
6 | Jointing Arrengement of G.I.Pipe with flange and welding etc. | No. | 21 | 4500 | 94500 | 94500
7 | Covering of cable with tiles | Mtr. | 60 | 4.4694 | 268.1648 | 268.1648
8 | Spreading sand and forming with sand round the cable | Mtr. | 60 | 57.5955 | 3455.7319 | 3455.7319
9 | Laying of GI Pipe | Mtr. | 24 | 80.507 | 1932.1688 | 1932.1688
10 | Fixing of 11 kV LA including earthing. | Set | 2 | 172.7911 | 345.5823 | 345.5823
11 | Prepesion of chamber for cable complete & earthing 2 nos for each | No. | 4 | LS | 8835.3644 | 8835.3644
12 | Jumpering of Lightning Arrestor and fixing of Aluminium lugs. | Set | 2 | 287.9777 | 575.9553 | 575.9553
13 | Fixing of Riser pipe with clamps | Mtr. | 24 | 287.9777 | 6911.4638 | 6911.4638
| TOTAL |  |  |  | 365637.1507 | 390979.1848
| Total Labour Charges (Rounded Off) |  |  |  | 365637 | 390979
The rates are proposed for normal soil conditions. In case of soft rock & hard rock, the rates of pit digging will be taken as two times and ten times respectively as compared to the rates applicable for normal soil.

## CL-15
LABOUR SCHEDULE CL - 15
LABOUR SCHEDULE FOR LAYING OF 1 Km LENGTH OF 11 kV, 3 CORE 95 SQMM / 240 SQMM / 400 SQMM UNDERGROUND CABLE
S. No. | Particulars | Unit | Qty. | 2025-26
|  |  |  | 3x95 sq.mm AB XLPE Cable |  | 3x240 sq.mm AB XLPE Cable |  | 3x400 sq.mm AB XLPE Cable
|  |  |  | Rate | Amount | Rate | Amount | Rate | Amount
1 | 2 | 3 | 4 | 8 | 9 | 10 | 11 | 12 | 13
1 | Cable trench excavation [(1.0 Mx0.75 Mx1.2 M) LxWxD] | Cmt | 900 | 345.5732 | 311015.8725 | 345.5732 | 311015.8725 | 345.5732 | 311015.8725
2 | Spreading of sand for base pad of cable (10 cm thick & 10 cm. above cable) | Mtr | 153 | 57.5955 | 8812.1164 | 57.5955 | 8812.1164 | 57.5955 | 8812.1164
3 | Laying of XLPE Cable in open trench & rising on pole through GI pipe & back filling of cable trench with excavated soil | Mtr | 1040 | 172.7866 | 179698.0597 | 172.7866 | 0 | 172.7866 | 0
4 | Laying of 240 sqmm 3 core XLPE cable through HDPE pipe & rising on pole through G.I. Pipe | Mtr | 1040 | 0 | 0 | 345.5732 | 359396.1193 | 345.5732 | 0
5 | Laying of 400 sqmm 3 core XLPE cable through HDPE pipe & rising on pole through G.I. Pipe | Mtr | 1040 | 0 | 0 | 460.7643 | 0 | 460.7643 | 479194.8258
6 | Laying of GI pipe | Mtr | 10 | 80.507 | 805.0703 | 80.507 | 805.0703 | 80.507 | 805.0703
7 | Fixing of rising pipe with clamps | Mtr | 10 | 287.9777 | 2879.7766 | 287.9777 | 2879.7766 | 287.9777 | 2879.7766
8 | Fixing of 11 kV lightning arrestor including earthing, jumpering and fixing of aluminium clamp | Set | 2 | 172.7911 | 345.5823 | 172.7911 | 345.5823 | 172.7911 | 345.5823
9 | Jumpering of Lightning Arrestor and cable and fixing of Aluminium lugs. | Set | 2 | 287.9777 | 575.9553 | 287.9777 | 575.9553 | 287.9777 | 575.9553
10 | Providing earthing (earthing pit digging and laying of earthing pipe complete) | Set | 2 | 1151.916 | 2303.8319 | 1151.916 | 2303.8319 | 1151.916 | 2303.8319
11 | Covering of cable with tiles | Mtr | 1000 | 4.4694 | 4469.4133 | 4.4694 | 4469.4133 | 4.4694 | 4469.4133
12 | Prepesion of chamber for cable complete & earthing 2 nos for each | No. | 4 | LS | 8835.3644 | LS | 8835.3644 | LS | 8835.3644
13 | Complete installation & Marking of route maker | No. | 20 | 334.41 | 6688.2001 | 334.41 | 6688.2001 | 334.41 | 6688.2001
14 | Making of Straight jointing of XLPE Cable | No | 2 | 4031.6872 | 8063.3745 | 4031.6872 | 8063.3745 | 4031.6872 | 8063.3745
15 | Making of End jointing of XLPE Cable | No | 2 | 5183.5979 | 10367.1957 | 5183.5979 | 10367.1957 | 5183.5979 | 10367.1957
| TOTAL |  |  |  | 544859.8131 |  | 724557.8728 |  | 844356.5792
| Total Labour Charges (Rounded Off) |  |  |  | 544860 |  | 724558 |  | 844357
The rates are proposed for normal soil conditions. In case of soft rock & hard rock, the rates of pit digging will be taken as two times and ten times respectively as compared to the rates applicable for normal soil.

## CL-16
LABOUR SCHEDULE CL-16
LABOUR SCHEDULE D.T. CAPACITORS ON EXISTING DTR's OTHER THAN INDUSTRIAL (RETAINED & SHIFTED)
S. No. | Particulars | Unit | Qty. | Labour Charges per Capacitor Bank
2025-26
1 | LT Capacitor for 25 kVA DT | No. | 1 | 287.9777
2 | LT Capacitor for 63 kVA DT | No. | 1 | 287.9777
3 | LT Capacitor for 100 kVA DT | No. | 1 | 287.9777
4 | LT Capacitor for 200 kVA DT | No. | 1 | 287.9777
5 | LT Capacitor for 315 kVA DT | No. | 1 | 287.9777
| Total |  |  | 1439.8883
| Total Labour charges (Rounded off) |  |  | 1440

## CL-17
LABOUR SCHEDULE CL-17
11kV MEDP STRUCTURE ON H-BEAM POLE, 11METER LONG (TO BE SUPPLEMENTED FOR H.T. CONNECTION
S. No. | Particulars | Unit | Qty. | Using H-Beam
2025-26
|  |  |  | Rate | Amount
1 | Pit digging | No. | 2 | 557.5456 | 1115.0913
2 | Stay Pit digging | No. | 2 | 334.0541 | 668.1082
3 | Shifting of materials to pole pit | Set | 1 | 149.7484 | 149.7484
4 | Transportation of pole from road side to pole pit for a lead of 1 Km. | No. | 2 | 691.1432 | 1382.2864
5 | DC Cross arm fixing complete including insulator etc. | No. | 1 | 395.7027 | 395.7027
6 | Pole erection complete (including earthing) | No. | 2 | 1612.6749 | 3225.3498
7 | Concreting of stay and poles | Cft. | 76 | 0 | 0
8 | Earthing of M.E. D P | No. | 2 | 1151.916 | 2303.8319
9 | Installation, testing and commissioning of 11 kV ME | No. | 1 | 2879.7766 | 2879.7766
10 | Installation, testing and commissioning of HT meter complete with box | No. | 1 | 1727.866 | 1727.866
11 | Installation, testing and commissioning of HT meter complete with box | No. | 1 | 1727.866 | 1727.866
12 | Handling & installation of M.E. | LS | 1 | 2303.8213 | 2303.8213
13 | Stay erection complete | No. | 2 | 230.3821 | 460.7643
14 | Fixing of 11 kV LA including earthing. | Set. | 1 | 172.7911 | 172.7911
15 | Anticlimbing devices and danger board fixing | Set | 2 | 99.3978 | 198.7957
16 | Painting of cross arm, pole and numbering of poles etc. | No. | 2 | 460.7643 | 921.5285
| TOTAL |  |  |  | 19633.328
| Total Labour charges (Rounded off) |  |  |  | 19633
1. The rates are proposed for normal soil conditions. In case of soft rock & hard rock, the rates of pit digging will be taken as two times and ten times respectively as compared to the rates applicable for normal soil.
\

## CL-18
LABOUR SCHEDULE CL-18
LABOUR SCHEDULE FOR 11 kV CAPACITOR BANK AT 33/11 kV SUB-STATION (FOR 12.1 kV, 1089 kVAR AND 12.1 kV, 1815 kVAR 3 PHASE 50 Hz OUTDOOR TYPE CAPACITOR BANK)
2025-26
S. No. | Particulars | Unit | Qty. | 12.1 kV,1815 kVAr, Outdoor Type, Capacitor bank |  | 12.1 kV,1089 KVAr, Outdoor Type, Capacitor bank
|  |  |  | Rate | Amt. | Rate | Amt.
1 | Pit digging for structure | No | 6 | 658.9176 | 3953.5055 | 658.9176 | 3953.5055
2 | Digging and concreting of foundation of VCB | No | 1 | 3500.4156 | 3500.4156 | 3500.4156 | 3500.4156
3 | Fixing of RVT | No | 1 | 1151.9106 | 1151.9106 | 633.5509 | 633.5509
4 | Fixing of Capacitor Bank Complete set | Set | 1 | 2591.7989 | 2591.7989 | 1267.1017 | 1267.1017
5 | Fixing of Isolator with earth switch & mounting G.I. structure | Set | 1 | 2534.2034 | 2534.2034 | 2534.2034 | 2534.2034
6 | Fixing of L.A. including Earthing | Set | 1 | 172.7866 | 172.7866 | 172.7866 | 172.7866
7 | Handling and installation of 11 kV VCB on foundation with Installation indoor type Automatic Control Unit alongwith APFC relay and VCB control panel | No | 1 | 3801.3051 | 3801.3051 | 3455.7319 | 3455.7319
8 | Fixing of C.T. | No | 3 | 230.3821 | 691.1464 | 230.3821 | 691.1464
9 | Earth pit digging and laying of M.S. strip Complete | No | 3 | 2073.4391 | 6220.3174 | 2073.4391 | 6220.3174
10 | Testing and Commissioning of 11 kV VCB and Capacitor Bank | LS | LS | 4899.9992 | 4899.9992 | 4899.9992 | 4899.9992
11 | Bus bar structure complete fitting | No | 1 | 3064.0823 | 3064.0823 | 921.5285 | 921.5285
12 | Digging of cable trench, pits & laying out earthing mat with interconnection etc. | LS | LS | 3916.4962 | 3916.4962 | 3110.1587 | 3110.1587
| TOTAL |  |  |  | 36497.9673 |  | 31360.4458
| Total Labour charges (Rounded off) |  |  |  | 36498 |  | 31360
The rates are proposed for normal soil conditions. In case of soft rock & hard rock, the rates of pit digging will be taken as two times and ten times respectively as compared to the rates applicable for normal soil.

## CL-20
LABOUR SCHEDULE CL-20
LABOUR SCHEDULE FOR CHEMICAL EARTHING OF METERING EQUIPMENT IN THE PREMISES OF HT CONSUMER
S. No. | Particulars | Unit | Qty. | 2025-26
|  |  |  | Rate | Amt.
1 | Pit digging for Rod Earthing | No | 1 | 1727.866 | 1727.866
2 | Fixing of rod earthing (Chemical Earthing) | No | 1 | 512.6002 | 512.6002
3 | Laying of M.S. strip from Metering Equipment to earth pit | No | 1 | 575.9553 | 575.9553
4 | Fixing of G.I. Washer with nut- bolts | Set | 1 | 86.3933 | 86.3933
| TOTAL |  |  |  | 2902.8148
| Total Labour charges (Rounded off) |  |  |  | 2903
Note :- | Chemical Earthing consists of Galvanized Mild Steel pipe of size 2000 mm x 50 mmn outer diameter or higher size as per site conditions, filled with a highly conductive material and a GI strip minimum 16 mm x 3 mm covering total of pipe, forming the electrode for obtaining earth resistance less than 1 Ohm.

## CL-21
LABOUR SCHEDULE CL-21
LABOUR SCHEDULE FOR 11 kV CAPACITOR BANK TO BE INSTALLED AT 11 kV LINE D.P. STRUCTURE
2025-26
S. No. | Particulars | Unit | Qty. | Rate | Amt.
1 | Pole pit digging | No | 2 | 374.3719 | 748.7438
2 | Stay pit digging | No | 4 | 334.0541 | 1336.2163
3 | Shifting of material to pole pits | Set | 2 | 172.7866 | 345.5732
4 | Transportation of pole from road side to pole pit | Each | 2 | 331.3262 | 662.6523
5 | D.C. X-arm fixing complete including insulators and H.W. | Each | 2 | 395.7027 | 791.4054
6 | Pole erection complete including earthing | Each | 2 | 1104.4206 | 2208.8411
7 | Stay erection complete | Each | 4 | 230.3821 | 921.5285
8 | Fixing of L.A. set | Set | 1 | 172.7911 | 172.7911
9 | Fixing of D.O. fuse with base channel | Set | 1 | 334.0579 | 334.0579
10 | Painting of Pole & cross arms | Each | 2 | 115.1905 | 230.3811
11 | Handling and installation of 121 kVAR Capacitor Bank on structure | No | 6 | 518.3598 | 3110.1587
12 | Fixing of 11 kV A.B. Switch | Set | 1 | 2303.8213 | 2303.8213
13 | Insulator fixing with GI Pin | No | 3 | 23.561 | 70.6829
14 | Earthing of Capacitor Bank including pit digging, laying & connecting wires | Set | 2 | 1151.916 | 2303.8319
15 | Anticlimbing Devices & Danger Board fixing | No | 2 | 99.3978 | 198.7957
| TOTAL |  |  |  | 15739.4813
| Total Labour charges (Rounded off) |  |  |  | 15739
The rates are proposed for normal soil conditions. In case of soft rock & hard rock, the rates of pit digging will be taken as two times and ten times respectively as compared to the rates applicable for normal soil.

## CL-22
LABOUR SCHEDULE CL-22
LABOUR CHARGES FOR 11/0.4kV OUT DOOR SUB-STATION PLINTH MOUNTED (USING H-BEAM POLE) FOR A.B. SWITCH, D.O. & PLINTH FOR 315/500kVA TRANSFORMER AND SINGLE CORE PVC CABLE
S. No. | Particulars | Unit | Qty. | 315 kVA X-Mer |  | 500 kVA X-Mer
2025-26
|  |  |  | Rate | Amount | Rate | Amount
1 | Pit digging | Each | 2 | 557.5456 | 1115.0913 | 557.5456 | 1115.0913
2 | Stay Pit digging | Each | 4 | 334.0579 | 1336.2315 | 334.0579 | 1336.2315
3 | Shifting of materials to pole pits | Set | 1 | 149.7484 | 149.7484 | 149.7484 | 149.7484
4 | Transportation of pole from road side to pole pit | Each | 2 | 460.7621 | 921.5242 | 460.7621 | 921.5242
5 | DC Cross arm fixing complete including insulator | Each | 1 | 403.1687 | 403.1687 | 403.1687 | 403.1687
6 | Pole erection complete including earthing | Each | 2 | 1612.6781 | 3225.3562 | 1612.6781 | 3225.3562
7 | Concreting of stay and base pad for poles | Cft. | 70 | 0 | 0 | 0 | 0
8 | Stay erection complete | Each | 4 | 230.3821 | 921.5285 | 230.3821 | 921.5285
9 | Fixing of LA Set | Set | 1 | 172.7911 | 172.7911 | 172.7911 | 172.7911
10 | Anti climbing devices and danger board fixing | Each | 2 | 99.3978 | 198.7957 | 99.3978 | 198.7957
11 | Painting of, cross arm & numbering of poles. | Each | 2 | 460.7621 | 921.5242 | 460.7621 | 921.5242
12 | Fixing of LT Distribution Box and X-mer Wire. | Job | 1 | 2879.7739 | 2879.7739 | 2879.7739 | 2879.7739
13 | Handling and installation of transformer on structure | Job | 1 | 4417.6822 | 4417.6822 | 4417.6822 | 4417.6822
14 | Laying of 240 sqmm 3 core XLPE cable through HDPE pipe & rising on pole through G.I. Pipe | Mtr | 10 | 345.5732 | 3455.7319 | 345.5732 | 3455.7319
15 | Jumpering of Sub-Station | LS | 1 | 1120.4267 | 1120.4267 | 1120.4267 | 1120.4267
16 | Making of End jointing of XLPE Cable | Set | 3 | 5183.5979 | 15550.7936 | 5183.5979 | 15550.7936
17 | Fixing of D.O fuse complete with base channel | Set | 1 | 334.0579 | 334.0579 | 334.0579 | 334.0579
18 | Fixing of 11 kV AB switch | Set | 1 | 2303.8213 | 2303.8213 | 2303.8213 | 2303.8213
19 | Installation & commissioning of DT Meter | Job | 1 | 1181.9434 | 1181.9434 | 1181.9434 | 1181.9434
| TOTAL |  |  |  | 40609.9908 |  | 40609.9908
| Total Labour charges (Rounded off) |  |  |  | 40610 |  | 40610
1. The rates are proposed for normal soil conditions. In case of soft rock & hard rock, the rates of pit digging will be taken as two times and ten times respectively as compared to the rates applicable for normal soil.

## CL-23
PROPOSED LABOUR SCHEDULE CL-23
LABOUR SCHEDULE FOR CHEMICAL EARTHING TO BE INCLUDED WITH 33/11 SUB-STATION SCHEDULE
2025-26
S. No. | Particulars | Unit | Qty. | Soil excavation through Manual machine |  | Soil excavation through Boring Machine
|  |  |  | Rate | Amt. | Rate | Amt.
1 | Pit digging for Copper Bonded Rod Earthing 25 mm. 3 Mtr. long | No. | 2 | 1036.7148 | 2073.4295 | 1382.2928 | 2764.5855
2 | Pit digging for Copper Bonded Rod Earthing 17.2 mm. 3 Mtr. long | No. | 8 | 1036.7148 | 8293.7182 | 1382.2928 | 11058.3421
3 | Laying & Fixing of Copper Bonded rod earthing 25 mm. | No. | 2 | 149.753 | 299.506 | 149.753 | 299.506
4 | Laying & Fixing of Copper Bonded rod earthing 17.2 mm. | No. | 8 | 149.753 | 1198.0242 | 149.753 | 1198.0242
5 | Laying of copper bonded earth connection strip from transformer to earth pit | No | 2 | 86.3933 | 172.7866 | 86.3933 | 172.7866
6 | Labour for digging trench & making connections to earthing | Per trench | 10 | 575.9553 | 5759.5532 | 575.9553 | 5759.5532
7 | Back filling of Black cotton soil,mixing with powder & quirring complete | No. | 10 | 725.4816 | 7254.8159 | 725.4816 | 7254.8159
8 | Fixing of G.I. Washer with nut- bolts & Bimetallic clamps | Set | 1 | 524.7529 | 524.7529 | 524.7529 | 524.7529
| TOTAL |  |  |  | 25576.5866 |  | 29032.3665
| Total Labour charges (Rounded off) |  |  |  | 25577 |  | 29032
The rates are proposed for normal soil conditions. In case of soft rock & hard rock, the rates of pit digging will be taken as two times and ten times respectively as compare to the rates applicable for normal soil.

## CL-24
LABOUR SCHEDULE C L-24
2025-26
LABOUR CHARGES FOR PER KM. OF 11 kV LINE USING COVERED CONDUCTOR 70 SQ MM ON 11 MTR. LONG H-BEAM POLE
S. No. | Particulars | Unit | Qty. | With H-Beam
|  |  |  | Rate | Amount
1 | Survey | Km. | 1 | 2761.054 | 2761.054
2 | Tree cutting | Km. | 1
3 | Approach Clearance | Km. | 1
4 | Pit digging | No. | 14 | 557.5431 | 7805.603
5 | Stay Pit digging | No. | 4 | 334.0546 | 1336.2182
6 | Transportation of pole from road side to pole pit for a lead of 1 Km. | No. | 14 | 691.1381 | 9675.934
7 | Shifting of materials to pole pits | No. | 14 | 149.7504 | 2096.5052
8 | Cross arm fixing complete with top clamp | No. | 14 | 99.4014 | 1391.6196
9 | Pole erection complete (including earthing) | No. | 14 | 1612.6797 | 22577.5154
10 | Concreting of stay and poles | Cft. | 270 | 0 | 0
11 | Stay erection complete | No. | 4 | 230.3828 | 921.5312
12 | Insulator fixing with GI Pin | No. | 42 | 23.5641 | 989.6922
13 | Anti climbing devices and danger board fixing | No. | 14 | 103.6718 | 1451.4045
14 | Painting of Hardware and numbering of poles including steel pole. | No. | 14 | 460.7656 | 6450.7187
15 | Stringing of line 70Sqmm Cover Conductor all three conductor | Km. | 1 | 17278.6387 | 17278.6387
16 | Carpet guarding | Span | 1 | 1682.4253 | 1682.4253
17 | Twisting of jointing sleeves | No. | 3 | 74.0366 | 222.1096
| TOTAL |  |  |  | 76640.9696
| Total Labour charges (Rounded off) |  |  |  | 76641

## CL-25
LABOUR SCHEDULE CL-25
2025-26
LABOUR SCHEDULE FOR CHEMICAL EARTHING TO BE INCLUDED WITH DISTRIBUTION TRANSFORMER SCHEDULE
S. No. | Particulars | Unit | Qty. | Soil excavation through Manual machine
|  |  |  | Rate | Amt.
1 | 2 | 3 | 4 | 5 | 6
1 | Pit digging by using piling for Copper Bonded Rod Earthing 17.2 mm. 2 Mtr. long | No. | 2 | 691.1484 | 1382.2969
2 | Laying & Fixing of Copper Bonded rod earthing 17.2 mm. | No. | 2 | 149.753 | 299.506
3 | Fixing of G.I. Washer with nut- bolts & Bimetallic clamps | No. | 2 | 52.4687 | 104.9374
| TOTAL |  |  |  | 1786.7403
| Total Labour charges (Rounded off) |  |  |  | 1787

## DL-1
LABOUR SCHEDULE DL-1
LABOUR SCHEDULE OF LT LINE ON PCC SUPPORTS PER KM.
S.No. | Particulars | Unit | Qty. | Year 2025-26
|  |  |  | Rate | 3 P 5 W | 3 P 4 W | 1 P 3 W
1 | Survey | Km. | 1 | 2761.0514 | 2761.0514 | 2761.0514 | 2761.0514
2 | Tree cutting | Km.
3 | Approach Clearance | Km.
4 | Pit digging | No. | 22 | 374.3719 | 8236.1816 | 8236.1816 | 8236.1816
5 | Shifting of materials to pole pits | No. | 22 | 70.1814 | 1543.9906 | 1543.9906 | 1543.9906
6 | Stay Pit digging | No. | 9 | 334.0579 | 3006.5209 | 3006.5209 | 3006.5209
7 | Transportation of pole from road side to pole pit for a lead of 1 Km. | No. | 22 | 331.3262 | 7289.1757 | 7289.1757 | 7289.1757
8 | Fixing of LT clamps complete per location including insulator fixing | No. | 22 | 83.9028 | 1845.8623 | 1845.8623 | 1845.8623
9 | Pole erection complete with earthing | No. | 22 | 1104.4206 | 24297.2522 | 24297.2522 | 24297.2522
10 | Concreting of stay and base pad for poles | Cft. | 0 | 0 | 0 | 0 | 0
11 | Stay erection complete | No. | 9 | 230.3811 | 2073.4295 | 2073.4295 | 2073.4295
12 | Painting of cross arm and numbering of poles. | No. | 22 | 115.1905 | 2534.1917 | 2534.1917 | 2534.1917
13 | Diamond Guarding | Pair | 44 | 70.0107 | 3080.469 | 3080.469 | 3080.469
| TOTAL |  |  |  | 56668.1248 | 56668.1248 | 56668.1248
14 | Stringing of line
| (i) 3P 5W (4 Weasel + 1 Squirrel) | Km. | 1 |  | 16566.3403 | 0 | 0
| (ii) 3P 4W (3 Weasel + 1 Squirrel) | Km. | 1 |  | 0 | 13110.6031 | 0
| (ii) 1P 3W (2 Weasel + 1 Squirrel) | Km. | 1 |  | 0 | 0 | 9654.8658
| Total |  |  |  | 73234.4652 | 69778.7279 | 66322.9907
1. The rates are proposed for normal soil conditions. In case of soft rock & hard rock, the rates of pit digging will be taken as two times and ten times respectively as compare to the rates applicable for normal soil.

## DL-2
LABOUR SCHEDULE DL-2
LABOUR CHARGES PER KM. OF LT LINE ON R.S. JOIST
S. No. | Particulars | Unit | Qty. | 3P 5W LT line on RSJ 175x85 mm 9.3Mtr Long wth max. span 60mtrs for size of conductor upto 3×50sqmm+2×30sqmm ACSR |  | Qty. | 3P 5W LT line on RSJ 175x85 mm 9.3Mtr Long wth max. span 45mtrs for size of conductor upto 3×80sqmm+2×30sqmm ACSR
|  |  |  | 2025-26 |  |  | 2025-26
|  |  |  | Rate | Amount |  | Rate | Amount
1 | Survey | Km. | 1 | 2761.0514 | 2761.0514 | 1 | 2761.0514 | 2761.0514
2 | Tree cutting | Km.
3 | Approach Clearance | Km.
4 | Pit digging | No. | 17 | 460.7621 | 7832.9561 | 22 | 460.7621 | 10136.7667
5 | Shifting of materials to pole pits | No. | 17 | 70.0131 | 1190.2232 | 22 | 70.0131 | 1540.2888
6 | Stay pit digging | No. | 12 | 334.0541 | 4008.649 | 12 | 334.0541 | 4008.649
7 | Transportation of pole from road side to pole pit for a lead of 1 Km. | No. | 17 | 345.5716 | 5874.717 | 22 | 345.5732 | 7602.6102
8 | Fixing of LT 5 Pin cross arm with insulator | No. | 17 | 83.9039 | 1426.3671 | 22 | 149.753 | 3294.5665
9 | Pole erection complete with earthing | No. | 17 | 894.1752 | 15200.9778 | 22 | 1514.7625 | 33324.7748
10 | Concreting of supports | Cft. | 0 | 0 | 0 | 0 | 0 | 0
11 | Stay erection complete | No. | 12 | 230.3821 | 2764.5855 | 12 | 230.3821 | 2764.5855
12 | Painting of cross arm, pole and numbering of poles | No. | 17 | 460.7621 | 7832.9561 | 22 | 460.7621 | 10136.7667
13 | Diamond guarding | Pair | 17 | 70.0131 | 1190.2232 | 22 | 70.0131 | 1540.2888
| TOTAL |  |  |  | 50082.7064 |  |  | 77110.3485
14 | Stringing of line 3 Ph. 5 Wire | Km. | 1 |  | 18430.5169 |  |  | 21886.3288
[5 empty] | 68513.2233 |  |  | 98996.6773
1. The rates are proposed for normal soil conditions. In case of soft rock & hard rock, the rates of pit digging will be taken as two times and ten times respectively as compared to the rates applicable for normal soil.

## DL-3
LABOUR SCHEDULE DL-3 (E-1)
LABOUR SCHEDULE FOR CONVERSION OF LT LINE INTO 11 kV LINE
S. No. | Particular | Unit | Qty. | Year 2025-26
|  |  |  | Rate | Amount
1 | Survey | Km. | 1 | 2761.0514 | 2761.0514
| Tree cutting | Km.
| Approach Clearance | Km.
2 | Pit digging for 140 Kg PCC pole | No. | 1 | 374.3719 | 374.3719
3 | Stay Pit digging | No. | 2 | 334.0579 | 668.1157
4 | Transportation of PCC pole from road side to pole pit. | No. | 1 | 331.3262 | 331.3262
5 | Pole erection complete earthing | No. | 1 | 1104.4206 | 1104.4206
6 | Stay erection complete | No. | 2 | 230.3821 | 460.7643
7 | Dismantalling of L.T. cross arm | No. | 17 | 80.507 | 1368.6196
8 | Shifting of material to pole pits | No. | 18 | 70.1814 | 1263.265
9 | V cross arm and top clamp fixing complete | No. | 18 | 99.3978 | 1789.1613
10 | fixing of 11 KV Cut Point Channel with Insulator | No. | 2 | 395.7027 | 791.4054
11 | Earthing of metallic parts (V-cross and top clamp) | No. | 18 | 245.0344 | 4410.6198
12 | Pin insulator fixing with GI pin | No. | 54 | 23.561 | 1272.2925
13 | Anti climbing devices and danger board. | No. | 18 | 99.3978 | 1789.1613
14 | Painting of cross arm, pole and numbering of poles | No. | 18 | 115.1905 | 2073.4295
15 | Carpet guarding. | No. | 1 | 1682.422 | 1682.422
16 | Twisting of jointing sleeves | No. | 6 | 74.0335 | 444.2011
17 | Re-aligning of leaning PCC pole | No. | 5 | 570.2418 | 2851.2092
| TOTAL |  |  |  | 25435.8367
18 | Stringing of line weasel all three conductor with binding on insulators | Km. | 1 | 10367.1957 | 10367.1957
19 | Dismantalling of L.T. conductor (Weasel) 3 Phase 4 wire | Km. | 4 | 1727.8556 | 6911.4226
| G.TOTAL |  |  |  | 42714.455
20 | Stringing of line Rabbit all three conductor with binding on insulators | Km. | 1 | 11519.0424 | 11519.0424
21 | Dismantalling of L.T. conductor (Rabbit) 3 Phase 4 wire | Km. | 4 | 1919.8362 | 7679.3447
| G.TOTAL |  |  |  | 44634.2238
Note:- In 3 Phase 4 Wire LT system, 4th conductor i.e. neutral conductor will be returned to area stores and depreciated value of neutral conductor will be reduced at the time of estimate framing. L.T. R, Y and B Phase conductor will be reutilised and where ever new conductor for 11 KV line required, the same may be incorporated in the estimate.

## DL-4
LABOUR SCHEDULE DL-4
LABOUR SCHEDULE PER KM. OF LT LINE CONVERSION MAX. SPAN OF 45 MTR.
S. No. | Particulars | Unit | Rate 2025-26 | 1 Ph. 2 Wire to 1 Ph. 3 Wire Conversion |  | 1 Ph. 2 Wire to 3 Ph. 4 Wire Conversion |  | 1 Ph. 3 Wire to 3 Ph. 4 Wire Conversion |  | 1 Ph. 3 Wire to 3 Ph. 5 Wire Conversion
Year 2025-26
|  |  |  | Qty. | Amount | Qty. | Amount | Qty. | Amount | Qty. | Amount
1 | Shifting of materials to pole-pit | No. | 70.1814 | 22 | 1543.9906 | 22 | 1543.9906 | 22 | 1543.9906 | 22 | 1543.9906
2 | Fixing of LT cross arm & shackle insulator per location | No. | 155.2911 | 24 | 3726.9872 | 24 | 3726.9872 | 24 | 3726.9872 | 24 | 3726.9872
3 | Painting of LT cross arm | No. | 115.1799 | 24 | 2764.3166 | 24 | 2764.3166 | 24 | 2764.3166 | 24 | 2764.3166
4 | Stringing of conductor | Each wire | 5183.6059 | 1 | 5183.6059 | 2 | 10367.2118 | 1 | 5183.6059 | 2 | 10367.2118
5 | Diamond guarding | No. | 70.0107 | 48 | 3360.5117 | 48 | 3360.5117 | 48 | 3360.5117 | 48 | 3360.5117
| TOTAL |  |  |  | 16579.412 |  | 21763.0179 |  | 16579.412 |  | 21763.0179
| Total Labour charges (Rounded off) |  |  |  | 16579 |  | 21763 |  | 16579 |  | 21763

## DL-5
LABOUR SCHEDULE DL-5 (E-2)
LABOUR SCHEDULE FOR CONVERSION OF 1 KM. 1 PHASE 3 WIRE LT LINE INTO 11 kV LINE
S.No. | Particulars | Unit | Qty. | Year 2025-26
|  |  |  | Rate | Amount
1 | Survey | Km. | 1 | 2761.0514 | 2761.0514
2 | Tree cutting | Km.
3 | Approach Clearance | Km.
4 | Pit digging for 140 Kg PCC pole | No. | 1 | 374.3719 | 374.3719
5 | Stay Pit digging | No. | 2 | 334.0579 | 668.1157
6 | Transportation of PCC pole from road side to pole pit. | No. | 1 | 331.3262 | 331.3262
7 | Pole erection complete with earthing | No. | 1 | 1104.4206 | 1104.4206
8 | Stay erection complete | No. | 2 | 230.3821 | 460.7643
9 | Dismantling of L.T. Cross arm. | No. | 22 | 80.507 | 1771.1548
10 | Shifting of materials to pole pits. | No. | 23 | 70.1814 | 1614.172
11 | V - Cross arm and top clamp fixing complete. | No. | 23 | 99.3978 | 2286.1505
12 | fixing of 11 KV Cut Point Channel with Insulator | No. | 2 | 395.7027 | 791.4054
13 | Earthing of metallic parts. (V - cross and top clamp) | No. | 23 | 245.0344 | 5635.7919
14 | Pin Insulator fixing with GI pins. | No. | 69 | 23.561 | 1625.7071
15 | Anti Climbing devices and danger board fixing | No. | 23 | 99.3978 | 2286.1505
16 | Painting of cross arm, pole and numbering of poles | No. | 23 | 115.1905 | 2649.3822
17 | Carpet guarding with stay. | No. | 1 | 1682.422 | 1682.422
18 | Twisting for jointing sleeves | No. | 3 | 74.0335 | 222.1006
19 | Re-aligning of leaning PCC pole | No. | 5 | 570.2418 | 2851.2092
| TOTAL |  |  | 0 | 29115.6962
20 | Stringing of line all three conductor with binding on insulators (Weasel) | Km. | 1 | 10367.1957 | 10367.1957
21 | Dismantalling of L.T. conductor (Weasel) 3 Phase 4 wire | Km. | 3 | 1727.8556 | 5183.5669
| G.TOTAL |  |  | 0 | 44666.4588
22 | Stringing of line all three conductor with binding on insulators (Rabbit) | Km. | 1 | 11519.0424 | 11519.0424
23 | Dismantalling of L.T. conductor (Rabbit) 3 Phase 4 wire | Km. | 3 | 1919.8362 | 5759.5085
| G.TOTAL |  |  |  | 46394.247
1. The rates are proposed for normal soil conditions. In case of soft rock & hard rock, the rates of pit digging will be taken as two times and ten times respectively as compare to the rates applicable for normal soil.

## DL-6
LABOUR SCHEDULE DL-6 (E-3)
LABOUR SCHEDULE FOR CONVERSION OF 1 KM. 3 PHASE 5 WIRE LT LINE INTO 11 kV LINE
S.No. | Particulars | Unit | Qty. | Year 2025-26
|  |  |  | Rate | Amount
1 | Survey | Km. | 1 | 2761.0514 | 2761.0514
2 | Tree cutting | Km.
3 | Approach Clearance | Km.
4 | Pit digging for 140 Kg PCC pole | No. | 1 | 374.3719 | 374.3719
5 | Stay Pit digging | No. | 2 | 334.0579 | 668.1157
6 | Transportation of PCC pole from road side to pole pit. | No. | 1 | 331.3262 | 331.3262
7 | Pole erection complete with earthing | No. | 1 | 1104.4206 | 1104.4206
8 | Stay erection complete | No. | 2 | 230.3821 | 460.7643
9 | Dismantling of L.T. cross arm. | No. | 23 | 80.507 | 1851.6618
10 | Shifting of materials to pole pits. | No. | 23 | 70.1814 | 1614.172
11 | V - Cross arm and top clamp fixing complete. | No. | 23 | 105.0082 | 2415.188
12 | fixing of 11 KV Cut Point Channel with Insulator | No. | 2 | 395.7027 | 791.4054
13 | Earthing of metallic parts (V - cross and top clamp) | No. | 23 | 245.0344 | 5635.7919
14 | Pin Insulator fixing with GI pins. | No. | 69 | 24.5011 | 1690.5786
15 | Anti Climbing devices and danger board fixing | No. | 23 | 99.3978 | 2286.1505
16 | Painting of cross arm, pole and numbering of poles | No. | 23 | 115.1799 | 2649.1368
17 | Carpet guarding with stay | No. | 1 | 1682.422 | 1682.422
18 | Twisting for jointing sleeves | No. | 3 | 74.0335 | 222.1006
19 | Re-aligning of leaning PCC pole | No. | 5 | 570.2418 | 2851.2092
| TOTAL |  |  |  | 29389.8668
20 | Stringing of line weasel all three conductor with binding on insulators | Km. | 1 | 10367.1957 | 10367.1957
21 | Dismantalling of L.T. conductor (Weasel) 3 Phase 4 wire | Km. | 5 | 1727.8556 | 8639.2782
| G.TOTAL |  |  |  | 48396.3407
22 | Stringing of line Rabbit all three conductor with binding on insulators | Km. | 1 | 11864.6033 | 11864.6033
23 | Dismantalling of L.T. conductor (Rabbit) 3 Phase 4 wire | Km. | 5 | 1919.8362 | 9599.1809
| G.TOTAL |  |  |  | 50853.6509
1. The rates are proposed for normal soil conditions. In case of soft rock & hard rock, the rates of pit digging will be taken as two times and ten times respectively as compare to the rates applicable for normal soil.

## DL-6 (A)
LABOUR SCHEDULE DL-6 (A)
LABOUR SCHEDULE FOR REPLACEMENT OF EXISTING 1 KM. 3 PHASE 5 WIRE L.T. LINE ON BARE CONDUCTOR WITH A.B. CABLE FOR URBAN AREA
S.No. | Particulars | Unit | Qty. | Year 2025-26
Using 1100 V grade AB Cable 3x50+1x25+1x35 sqmm.
|  |  |  | Rate | Amount
1 | Survey | Km. | 1 | 2761.0514 | 2761.0514
2 | Tree cutting | Km.
3 | Approach Clearance | Km.
4 | Shifting of materials to pole pits. | No. | 20 | 70.0131 | 1400.2626
5 | Fixing of LT clamps complete per location including service ring, Distrbution box , piercing connector | No. | 30 | 359.615 | 10788.4495
6 | Shifting of Service cable | No. | 100 | 117.378 | 11737.803
7 | Straight through Jointing | No. | 20 | 105.0082 | 2100.1635
8 | Stringing of 3 Phase 5 Wire (Cable ) | Each | 1 | 18430.5702 | 18430.5702
9 | Dismantling of L.T. cross arm. | No. | 20 | 80.507 | 1610.1407
| TOTAL |  |  |  | 48828.4408
10 | Dismentling of Bare Conductor (Squirrel) | Km. | 5 | 1372.7889 | 6863.9445
| Grand Total |  |  |  | 55692.3853
11 | Dismentling of Bare Conductor (Wessal) | Km. | 5 | 1727.8556 | 8639.2782
| Grand Total |  |  |  | 57467.719
12 | Dismentling of Bare Conductor (Rabbit) | Km. | 5 | 1919.8362 | 9599.1809
| Grand Total |  |  |  | 58427.6217
1. The rates are proposed for normal soil conditions. In case of soft rock & hard rock, the rates of pit digging will be taken as two times and ten times respectively as compare to the rates applicable for normal soil.

## DL-6 (B)
LABOUR SCHEDULE DL-6 (B)
LABOUR SCHEDULE FOR ADDITIONAL L.T. MID SPAN JOIST SUPPORT WITH A.B. CABLE
S.No. | Particulars | Unit | Qty. | Year 2025-26
|  |  |  | Rate | Amount
1 | Pit digging | No. | 1 | 460.7621 | 460.7621
2 | Shifting of materials to pole pits | No. | 1 | 70.0131 | 70.0131
3 | Transportation of pole from road side to pole pit for a lead of 1 Km. | No. | 1 | 345.5716 | 345.5716
4 | Fixing of LT clamps complete per location including Service ring, Distribution box, piercing connector,etc. | No. | 1 | 359.615 | 359.615
5 | Pole erection complete with earthing | No. | 1 | 894.1752 | 894.1752
6 | Concreting of base pad and pole | Cft. | 18 | 0 | 0
7 | Painting of cross arm and numbering of poles. | No. | 1 | 460.7621 | 460.7621
| TOTAL |  |  |  | 2590.8991
Transportation Charges
| Total Labour charges (Rounded off) |  |  |  | 2591
The rates are proposed for normal soil conditions. In case of soft rock & hard rock, the rates of pit digging will be taken as two times and ten times respectively as compare to the rates applicable for normal soil.

## DL-7
LABOUR SCHEDULE -- DL - 7
1 kM OF 3 PHASE 5 WIRE LINE ON 140 KG. PCC POLE 8 MTR. LONG USING AB XLPE CABLE FOR RURAL AREAS WITH MAXIMUM SPAN 50 MTRS. AND R.S. JOIST / H-BEAM POLE SUPPORT USING AB XLPE CABLE WITH MAXIMUM SPAN 50 METER URBAN AREA
Year 2025-26
S. No. | PARTICULARS | Unit | Qty. | 140 Kg, 8.0 Mtr. long PCC support |  |  |  | RS Joist (175X85) mm 9.3 Mtr Long i.e. 19.495 kg/mtr x 9.3 mtr = 181.30 kg x 20 No = 3626.07 Kgs |  |  |  | H-BEAM 152x152 mm 37.1 Kg/Mtr 9.0 Mtr long i.e. 333.9 Kg/pole x 20 Nos = 6678 Kgs
|  |  |  | Using 1100 V grade AB Cable 3x25 + 1x16 + 1x25 sqmm. |  | Using 1100 V grade AB Cable 3x70 + 1x16 + 1x50 sqmm. |  | Using 1100 V grade AB Cable 3x25 + 1x16 + 1x25 sqmm. |  | Using 1100 V grade AB Cable 3x70 + 1x16 + 1x50 sqmm. |  | Using 1100 V grade AB Cable 3x25 + 1x16 + 1x25 sqmm. |  | Using 1100 V grade AB Cable 3x70 + 1x16 + 1x50 sqmm.
|  |  |  | Rate | Amount | Rate | Amount | Rate | Amount | Rate | Amount | Rate | Amount | Rate | Amount
1 | Survey | Km. | 1 | 2761.0514 | 2761.0514 | 2761.0514 | 2761.0514 | 2761.0514 | 2761.0514 | 2761.0514 | 2761.0514 | 2761.0514 | 2761.0514 | 2761.0514 | 2761.0514
2 | Tree cutting | Km.
3 | Approach Clearance | Km.
4 | Pit digging | No. | 20 | 374.371 | 7487.4192 | 374.371 | 7487.4192 | 460.7621 | 9215.2424 | 460.7621 | 9215.2424 | 460.7621 | 9215.2424 | 460.7621 | 9215.2424
5 | Shifting of materials to pole pits | No. | 20 | 70.0131 | 1400.2626 | 70.0131 | 1400.2626 | 70.0131 | 1400.2626 | 70.0131 | 1400.2626 | 70.0131 | 1400.2626 | 70.0131 | 1400.2626
6 | Stay Pit digging | No. | 9 | 334.0541 | 3006.4868 | 334.0541 | 3006.4868 | 334.0541 | 3006.4868 | 334.0541 | 3006.4868 | 334.0541 | 3006.4868 | 334.0541 | 3006.4868
7 | Transportation of pole from road side to pole pit for a lead of 1 Km. | No. | 20 | 331.3262 | 6626.5233 | 331.3262 | 6626.5233 | 345.5732 | 6911.4638 | 345.5732 | 6911.4638 | 345.5732 | 6911.4638 | 345.5732 | 6911.4638
8 | Fixing of LT clamps complete per location including Service ring, distribution box, piercing connector | No. | 15 | 359.615 | 5394.2247 | 359.615 | 5394.2247 | 359.615 | 5394.2247 | 359.615 | 5394.2247 | 359.615 | 5394.2247 | 359.615 | 5394.2247
9 | Fixing of Piercing Connector for T Connection | No. | 15 | 20.5285 | 307.9282 | 20.5285 | 307.9282 | 20.5285 | 307.9282 | 20.5285 | 307.9282 | 20.5285 | 307.9282 | 20.5285 | 307.9282
10 | Fixing of Universal Distribution Connector | No. | 20 | 20.5285 | 410.571 | 20.5285 | 410.571 | 20.5285 | 410.571 | 20.5285 | 410.571 | 20.5285 | 410.571 | 20.5285 | 410.571
11 | Fixing of Suspension clamp assembly (consisting of GI Pole Clamp, GI Flat type I-hook & Nylon Cable tie). | No. | 15 | 23.5641 | 353.4615 | 23.5641 | 353.4615 | 23.5641 | 353.4615 | 23.5641 | 353.4615 | 23.5641 | 353.4615 | 23.5641 | 353.4615
12 | Fixing Anchor clamp assembly (consisting of GI Pole Clamp, GI Flat type I-hook & Nylon Cable tie). | No. | 5 | 23.5641 | 117.8205 | 23.5641 | 117.8205 | 23.5641 | 117.8205 | 23.5641 | 117.8205 | 23.5641 | 117.8205 | 23.5641 | 117.8205
13 | Fixing of Straight through joints | No. | 4 | 20.5285 | 82.1142 | 20.5285 | 82.1142 | 20.5285 | 82.1142 | 20.5285 | 82.1142 | 20.5285 | 82.1142 | 20.5285 | 82.1142
14 | Pole erection complete with earthing | No. | 20 | 1104.4206 | 22088.4111 | 1104.4206 | 22088.4111 | 894.1752 | 17883.5032 | 1151.9106 | 23038.2128 | 1612.6749 | 32253.4979 | 1612.6749 | 32253.4979
15 | Concreting of stay and base pad for poles | Cft. | 0 | 0 | 0 | 0 | 0 | 0 | 0 | 0 | 0 | 0 | 0 | 0 | 0
16 | Concreting of stay and pole | Cft. | 0 | 0 | 0 | 0 | 0 | 0 | 0 | 0 | 0 | 0 | 0 | 0 | 0
17 | Concreting of stay and pole | Cft. | 0 | 0 | 0 | 0 | 0 | 0 | 0 | 0 | 0 | 0 | 0 | 0 | 0
18 | Stay erection complete | No. | 9 | 230.3821 | 2073.4391 | 230.3821 | 2073.4391 | 230.3821 | 2073.4391 | 230.3821 | 2073.4391 | 230.3821 | 2073.4391 | 230.3821 | 2073.4391
19 | Painting of cross arm and numbering of poles. | No. | 20 | 115.1905 | 2303.8106 | 115.1905 | 2303.8106 | 460.7621 | 9215.2424 | 460.7621 | 9215.2424 | 460.7621 | 9215.2424 | 460.7621 | 9215.2424
| TOTAL |  |  |  | 54413.5243 |  | 54413.5243 |  | 59132.812 |  | 64287.5215 |  | 73502.8066 |  | 73502.8066
20 | Stringing of line
| 3P 5W ( Cable ) | Each | 1 | 17278.6596 | 17278.6596 | 28837.6478 | 28837.6478 | 17278.6596 | 17278.6596 | 28837.6478 | 28837.6478 | 17278.6596 | 17278.6596 | 28837.6478 | 28837.6478
| TOTAL |  |  |  | 71692.1838 |  | 83251.1721 |  | 76411.4716 |  | 93125.1694 |  | 90781.4662 |  | 102340.4545

## DL-8
LABOUR SCHEDULE -- DL - 8 for D-6 (3)
1 kM OF 1 PHASE 3 WIRE LINE ON 140 KG. PCC POLE 8 MTR. LONG USING AB CABLE FOR RURAL AREAS WITH MAXIMUM SPAN 50 MTRS.
S. No. | PARTICULARS | Unit | Qty. | Year 2025-26
140 Kg, 8.0 Mtr. long PCC support
Using 1100 V grade AB Cable 1x25 + 1x16 + 1x25 sqmm.
|  |  |  | Rate | Amount
1 | Survey | Km. | 1 | 2761.0514 | 2761.0514
2 | Tree cutting | Km.
3 | Approach Clearance | Km.
4 | Pit digging | No. | 20 | 374.371 | 7487.4192
5 | Shifting of materials to pole pits | No. | 20 | 70.1814 | 1403.6278
6 | Stay Pit digging | No. | 9 | 334.0541 | 3006.4868
7 | Transportation of pole from road side to pole pit for a lead of 1 Km. | No. | 20 | 331.3262 | 6626.5233
8 | Fixing of LT clamps complete per location including Service ring, distribution box, piercing connector etc. | No. | 20 | 359.615 | 7192.2996
9 | Fixing of Universal Distribution Connector | No. | 20 | 20.5285 | 410.571
10 | Fixing of Suspension clamp assembly (consisting of GI Pole Clamp, GI Flat type I-hook & Nylon Cable tie). | No. | 15 | 23.5641 | 353.4615
11 | Fixing Anchor clamp assembly (consisting of GI Pole Clamp, GI Flat type I-hook & Nylon Cable tie). | No. | 5 | 23.5641 | 117.8205
12 | Fixing of Straight through joints | No. | 3 | 20.5285 | 61.5857
13 | Fixing of Piercing Connector for T-Joints | No. | 12 | 20.5285 | 246.3426
14 | Pole erection complete with earthing | No. | 20 | 1104.4206 | 22088.4111
15 | Concreting of stay and base pad for poles | Cft. | 0 | 0 | 0
16 | Stay erection complete | No. | 9 | 230.3821 | 2073.4391
17 | Making of straight through joints | No. | 3 | 74.0366 | 222.1096
18 | Painting of cross arm and numbering of poles. | No. | 20 | 70.0131 | 1400.2626
| TOTAL |  |  |  | 55451.4118
19 | Stringing of line
| 1P 3W ( Cable ) | Km. | 1 | 10367.1957 | 10367.1957
| Grand TOTAL |  |  |  | 65818.6076
| GRAND TOTAL (ROUND OFF) |  |  |  | 65819
The rates are proposed for normal soil conditions. In case of soft rock & hard rock, the rates of pit digging will be taken as two times and ten times respectively as compare to the rates applicable for normal soil.

## DL-9
LABOUR SCHEDULE -- DL - 9 for D-6 (4)
1 kM OF 3 PHASE 4 WIRE LINE ON 140 KG. PCC POLE 8 MTR. LONG USING AB CABLE FOR PUMP CONNECTION UPTO 5 HP & 5 CONNECTION PER KM. WITH MAXIMUM SPAN 50 MTRS.
S. No. | PARTICULARS | Unit | Qty. | Year 2025-26
140 Kg, 8.0 Mtr. long PCC support
Using 1100 V grade AB Cable 3x16 + 1x25 sqmm.
|  |  |  | Rate | Amount
1 | Survey | Km. | 1 | 2761.0514 | 2761.0514
2 | Tree cutting | Km.
3 | Approach Clearance | Km.
4 | Pit digging | No. | 20 | 374.371 | 7487.4192
5 | Shifting of materials to pole pits | No. | 20 | 70.1814 | 1403.6278
6 | Stay Pit digging | No. | 9 | 334.0541 | 3006.4868
7 | Transportation of pole from road side to pole pit for a lead of 1 Km. | No. | 20 | 331.3262 | 6626.5233
8 | Fixing of LT clamps complete per Set including Service ring, Spring loaded distribution Box, piercing connector, etc. | Set. | 5 | 359.6143 | 1798.0714
9 | Fixing of Piercing Connector for T Connection | No. | 4 | 20.5285 | 82.1142
10 | Fixing of Universal Distribution Connector | No. | 8 | 20.5285 | 164.2284
11 | Fixing of Suspension clamp assembly (consisting of GI Pole Clamp, GI Flat type I-hook & Nylon Cable tie). | No. | 15 | 23.5641 | 353.4615
12 | Fixing Anchor clamp assembly (consisting of GI Pole Clamp, GI Flat type I-hook & Nylon Cable tie). | No. | 5 | 23.5641 | 117.8205
13 | Fixing of Straight through joints | No. | 4 | 20.5285 | 82.1142
14 | Pole erection complete with earthing | No. | 20 | 1104.4206 | 22088.4111
15 | Concreting of stay and base pad for poles | Cft. | 0 | 0 | 0
16 | Stay erection complete | No. | 9 | 230.3821 | 2073.4391
17 | Painting of cross arm and numbering of poles. | No. | 20 | 115.1905 | 2303.8106
| TOTAL |  |  |  | 50348.5795
18 | Stringing of line
| 3P 4W ( Cable ) | Km. | 1 | 10367.1957 | 10367.1957
| GRAND TOTAL |  |  |  | 60715.7752
| GRAND TOTAL (ROUND OFF) |  |  |  | 60716
The rates are proposed for normal soil conditions. In case of soft rock & hard rock, the rates of pit digging will be taken as two times and ten times respectively as compare to the rates applicable for normal soil.

## DL-10 HVDS200
LABOUR SCHEDULE DL-10 , HVDS 200 KVA
HVDS SYSTEM OF 200 kVA PARENT DISTRIBUTION TRANSFORMER TAKING 4 KM. LT TO BE CONVERTED
S. No. | Particulars | Unit | Qty. | Year 2025-26
|  |  |  | Rate | Amount
1 | Survey | Km. | 1 | 2761.0514 | 2761.0514
2 | Tree cutting | Km.
3 | Approach Clearance | Km.
4 | Pit digging | Each | 16 | 374.371 | 5989.9353
5 | Stay Pit digging | Each | 32 | 334.0541 | 10689.7307
6 | Shifting of materials to pole pits (X-mer) | Set | 10 | 149.753 | 1497.5302
7 | Shifting of materials to pole pits (v cross arm top clamp) | Set | 55 | 70.1814 | 3859.9765
8 | Transportation of pole from road side to pole pit | Each | 16 | 331.3262 | 5301.2187
9 | DC Cross arm fixing complete including insulator | Each | 18 | 395.7027 | 7122.6483
10 | Pole erection complete including earthing | Each | 16 | 1104.4206 | 17670.7289
11 | Concreting of stay and base pad for poles | Cft. | 0 | 0 | 0
12 | Stay erection complete | Each | 32 | 230.3821 | 7372.2281
13 | Fixing of LA Set | Set | 8 | 172.7911 | 1382.329
14 | Anti climbing devices and danger board fixing | Each | 16 | 103.6768 | 1658.829
15 | Painting of cross arm & numbering of poles. | Each | 65 | 115.1905 | 7487.3845
16 | Fixing of LT switch box & transformer wiring etc. | Job | 8 | 896.0746 | 7168.5964
17 | Handling and installation of transformer on structure | Job | 8 | 1151.3718 | 9210.9741
18 | Fixing of D.O fuse complete with base channel | Set | 8 | 334.0579 | 2672.463
19 | Earthing of S/s including pit digging laying and conecting wires to supports X-mer etc. | Set | 24 | 1151.916 | 27645.9834
20 | Installation & commissioning of DT Meter | Job | 10 | 1181.9434 | 11819.4341
21 | Fixing of V cross arm with top clamp | Set | 75 | 99.3978 | 7454.8387
22 | Insulator fixing with GI pin | Set | 195 | 23.561 | 4594.3895
23 | Earthing of Metals parts of pole | No | 65 | 244.2281 | 15874.8261
24 | Stringing of 11 kv line | km | 4 | 10367.1957 | 41468.783
25 | Dismentaling of LT line (conductor and Bracket) | km | 4 | 5183.5979 | 20734.3915
| TOTAL |  |  |  | 221438.2705
| Total Labour charges (Rounded off) |  |  |  | 221438
The rates are proposed for normal soil conditions. In case of soft rock & hard rock, the rates of pit digging will be taken as two times and ten times respectively as compared to the rates applicable for normal soil.

## DL-11 HVDS 100
LABOUR SCHEDULE DL-11 , HVDS 100 kVA
HVDS SYSTEM OF 100 kVA PARENT DISTRIBUTION TRANSFORMER TAKING 3 KM. LT TO BE CONVERTED
S. No. | Particulars | Unit | Qty. | Year 2025-26
|  |  |  | Rate | Amount
1 | Survey | Km. | 1 | 2761.0514 | 2761.0514
2 | Tree cutting | Km.
3 | Approach Clearance | Km.
4 | Pit digging | Each | 8 | 374.371 | 2994.9677
5 | Stay Pit digging | Each | 20 | 334.0541 | 6681.0817
6 | Shifting of materials to pole pits (X-mer) | Set | 8 | 149.753 | 1198.0242
7 | Shifting of materials to pole pits (v cross arm top clamp) | Set | 45 | 70.1814 | 3158.1626
8 | Transportation of pole from road side to pole pit | Each | 8 | 331.3262 | 2650.6093
9 | DC Cross arm fixing complete including insulator | Each | 12 | 395.7027 | 4748.4322
10 | Pole erection complete including earthing | Each | 8 | 1104.4206 | 8835.3644
11 | Concreting of stay and base pad for poles | Cft. | 0 | 0 | 0
12 | Stay erection complete | Each | 20 | 230.3821 | 4607.6426
13 | Fixing of LA Set | Set | 4 | 172.7911 | 691.1645
14 | Anti climbing devices and danger board fixing | Each | 8 | 103.6768 | 829.4145
15 | Painting of cross arm & numbering of poles. | Each | 53 | 115.1905 | 6105.0981
16 | Fixing of LT switch box & transformer wiring etc. | Job | 4 | 896.0746 | 3584.2982
17 | Handling and installation of transformer on structure | Job | 4 | 1151.3718 | 4605.4871
18 | Fixing of D.O fuse complete with base channel | Set | 4 | 334.0579 | 1336.2315
19 | Earthing of S/s including pit digging laying and conecting wires to supports X-mer etc. | Set | 12 | 1151.916 | 13822.9917
20 | Installation & commissioning of DT Meter | Job | 4 | 1181.9434 | 4727.7736
21 | Fixing of V cross arm with top clamp | Set | 45 | 99.3978 | 4472.9032
22 | Insulator fixing with GI pin | Set | 135 | 23.561 | 3180.7312
23 | Earthing of Metals parts of pole | No | 45 | 244.2281 | 10990.2642
24 | Stringing of 11 kv line | km | 3 | 10367.1957 | 31101.5872
25 | Dismentaling of LT line (conductor and Bracket) | km | 3 | 5183.5979 | 15550.7936
| TOTAL |  |  |  | 138634.0748
| Total Labour charges (Rounded off) |  |  |  | 138634
The rates are proposed for normal soil conditions. In case of soft rock & hard rock, the rates of pit digging will be taken as two times and ten times respectively as compared to the rates applicable for normal soil.

## DL-12 HVDS (2)
LABOUR SCHEDULE DL-12 , HVDS 63 KVA
HVDS SYSTEM OF 63 kVA PARENT DISTRIBUTION TRANSFORMER TAKING 2 KM. LT TO BE CONVERTED
S.No. | Particulars | Unit | Qty. | Year 2025-26
|  |  |  | Rate | Amount
1 | Survey | Km. | 1 | 2761.0514 | 2761.0514
2 | Tree cutting
3 | Approach Clearance
4 | Pit digging | Each | 6 | 374.371 | 2246.2257
5 | Stay Pit digging | Each | 20 | 334.0541 | 6681.0817
6 | Shifting of materials to pole pits (X-mer) | Set | 6 | 149.753 | 898.5181
7 | Shifting of materials to pole pits (v cross arm top clamp) | Set | 33 | 70.1814 | 2315.9859
8 | Transportation of pole from road side to pole pit | Each | 6 | 331.3262 | 1987.957
9 | DC Cross arm fixing complete including insulator | Each | 13 | 395.7027 | 5144.1348
10 | Pole erection complete including earthing | Each | 6 | 1104.4206 | 6626.5233
11 | Concreting of stay and base pad for poles | Cft. | 0 | 0 | 0
12 | Stay erection complete | Each | 20 | 230.3821 | 4607.6426
13 | Fixing of LA Set | Set | 3 | 172.7911 | 518.3734
14 | Anti climbing devices and danger board fixing | Each | 6 | 103.6768 | 622.0609
15 | Painting of cross arm & numbering of poles. | Each | 51 | 115.1905 | 5874.717
16 | Fixing of LT switch box & transformer wiring etc. | Job | 6 | 896.0746 | 5376.4473
17 | Handling and installation of transformer on structure | Job | 6 | 1151.3718 | 6908.2306
18 | Fixing of D.O fuse complete with base channel | Set | 3 | 334.0579 | 1002.1736
19 | Earthing of S/s including pit digging laying and conecting wires to supports X-mer etc. | Set | 9 | 1151.916 | 10367.2438
20 | Installation & commissioning of DT Meter | Job | 6 | 1181.9434 | 7091.6605
21 | Fixing of V cross arm with top clamp | Set | 45 | 99.3978 | 4472.9032
22 | Insulator fixing with GI pin | Set | 195 | 23.561 | 4594.3895
23 | Earthing of Metals parts of pole | No | 45 | 244.2281 | 10990.2642
24 | Stringing of 11 kv line | km | 2 | 10367.1957 | 20734.3915
25 | Dismentling of LT line (conductor and Bracket) | km | 2 | 5183.5979 | 10367.1957
| TOTAL |  |  |  | 122189.1719
Transportation Chargest
| Total Labour charges (Rounded off) |  |  |  | 122189
The rates are proposed for normal soil conditions. In case of soft rock & hard rock, the rates of pit digging will be taken as two times and ten times respectively as compared to the rates applicable for normal soil.

## DL-12 HVDS 63 (hidden)
LABOUR SCHEDULE DL-12 , HVDS 63 KVA
HVDS systemof 63 KVA Parent D- Xmer Taking 2 km LT to be converted
S. No. | Particulars | Unit | Qty. | 2015-2016 |  | 2016-2017 |  | 2017-2018 |  | Year 2018-19 |  | Year 2019-20
|  |  |  | Rate | Amount | Rate | Amount | Rate | Amount | Rate | Amount | Rate | Amount
1 | Pit digging | Each | 6 | 200.8941 | 1205.3648 | 213.3839 | 1280.3035 | 225.9736 | 1355.8414 | 288.749 | 1732.4941 | 303.8795 | 1823.2768
2 | Stay Pit digging | Each | 25 | 180.8047 | 4520.1179 | 192.0455 | 4801.1381 | 203.3762 | 5084.4053 | 259.8741 | 6496.8531 | 273.4915 | 6837.2882
3 | Shifting of materials to pole pits | Set | 6 | 200.8941 | 1205.3648 | 213.3839 | 1280.3035 | 225.9736 | 1355.8414 | 288.749 | 1732.4941 | 303.8795 | 1823.2768
4 | Transportation of pole from road side to pole pit | Each | 6 | 251.1177 | 1506.706 | 266.7299 | 1600.3794 | 282.467 | 1694.8018 | 360.9363 | 2165.6177 | 379.8493 | 2279.0961
5 | DC Cross arm fixing complete including insulator | Each | 6 | 301.3412 | 1808.0471 | 320.0759 | 1920.4552 | 338.9604 | 2033.7621 | 433.1235 | 2598.7412 | 455.8192 | 2734.9153
6 | Pole erection complete including earthing | Each | 6 | 502.2353 | 3013.4119 | 533.4598 | 3200.7587 | 564.9339 | 3389.6035 | 721.8726 | 4331.2354 | 759.6987 | 4558.1921
7 | Concreting of stay and base pad for poles | Cft. | 196 | 16.0715 | 3150.0199 | 17.0707 | 3345.8598 | 18.0779 | 3543.2655 | 23.0999 | 4527.5847 | 24.3104 | 4764.8301
8 | Stay erection complete | Each | 25 | 130.5812 | 3264.5296 | 138.6995 | 3467.4886 | 146.8828 | 3672.0705 | 187.6869 | 4692.1716 | 197.5217 | 4938.0414
9 | Fixing of LA Set (2 Nos.) | Set | 6 | 100.4471 | 602.6824 | 106.692 | 640.1517 | 112.9868 | 677.9207 | 144.3745 | 866.2471 | 151.9397 | 911.6384
10 | Anti climbing devices and danger board fixing | Each | 6 | 50.2235 | 301.3412 | 53.346 | 320.0759 | 56.4934 | 338.9604 | 72.1873 | 433.1235 | 75.9699 | 455.8192
11 | Painting of cross arm & numbering of poles. | Each | 6 | 80.3577 | 482.1459 | 85.3536 | 512.1214 | 90.3894 | 542.3366 | 115.4996 | 692.9977 | 121.5518 | 729.3107
12 | Painting of V cross arm, Top clamps & numbering of poles. | Each | 45 | 50.2182 | 2259.8201 | 53.3403 | 2400.3153 | 56.4874 | 2541.9339 | 72.1796 | 3248.0832 | 75.9618 | 3418.2828
13 | Fixing of LT switch box & transformer wiring etc. | Job | 6 | 150.6706 | 904.0236 | 160.0379 | 960.2276 | 169.4802 | 1016.8811 | 216.5618 | 1299.3706 | 227.9096 | 1367.4576
14 | Handling and installation of transformer on structure | Job | 6 | 200.8941 | 1205.3648 | 213.3839 | 1280.3035 | 225.9736 | 1355.8414 | 288.749 | 1732.4941 | 303.8795 | 1823.2768
15 | Fixing of D.O fuse complete with base channel | Set | 6 | 100.4471 | 602.6824 | 106.692 | 640.1517 | 112.9868 | 677.9207 | 144.3745 | 866.2471 | 151.9397 | 911.6384
16 | Earthing of S/s including pit digging laying and conecting wires to supports X-mer etc. | Set | 4 | 703.1294 | 2812.5178 | 746.8437 | 2987.3748 | 790.9075 | 3163.6299 | 1010.6216 | 4042.4863 | 1063.5782 | 4254.3126
17 | Installation & commissioning of TPN switch & DT Meter | Job | 4 | 662.9506 | 2651.8025 | 704.1669 | 2816.6677 | 745.7128 | 2982.8511 | 952.8718 | 3811.4871 | 1002.8023 | 4011.209
18 | Fixing of V cross arm with top clamp | Set | 45 | 60.2642 | 2711.891 | 64.0109 | 2880.4919 | 67.7876 | 3050.4409 | 86.619 | 3897.8534 | 91.1578 | 4102.101
19 | Insulator fixing with GI pin | Set | 195 | 14.0597 | 2741.6371 | 14.9338 | 2912.0875 | 15.8149 | 3083.9006 | 20.2082 | 3940.6082 | 21.2672 | 4147.0961
20 | Shifting of material to pole side other than xmer location | Set | 39 | 40.1722 | 1566.716 | 42.6698 | 1664.1203 | 45.1873 | 1762.3033 | 57.7403 | 2251.8712 | 60.7659 | 2369.8693
21 | Earthing of Metals parts of pole | No | 39 | 140.1693 | 5466.6022 | 148.8838 | 5806.4663 | 157.6679 | 6149.0478 | 201.468 | 7857.2533 | 212.025 | 8268.9734
22 | Stringing of 11 kv line | km | 2 | 6629.4824 | 13258.9648 | 7041.6439 | 14083.2879 | 7457.1009 | 14914.2019 | 9528.6836 | 19057.3671 | 10027.9866 | 20055.9732
23 | Dismentaling of LT line (conductor and Bracket) | km | 2 | 11017.3605 | 22034.7211 | 11702.3209 | 23404.6417 | 12392.7578 | 24785.5156 | 15835.4659 | 31670.9318 | 16665.2443 | 33330.4886
| TOTAL |  |  |  | 79276.4745 |  | 84205.1722 |  | 89173.2774 |  | 113945.6139 |  | 119916.364
| Transportation Chargest |  |  |  | 5982.0409
The rates are proposed for normal soil conditions. In case of soft rock & hard rock, the rates of pit digging will be taken as two times and ten times respectively as compared to the rates applicable for normal soil.

## DL-14
LABOUR SCHEDULE DL-14
LABOUR SCHEDULE DISTRIBUTION BOX ON EXISTING LT LINES FOR SERVICE CONNECTIONS
S. No. | Particulars | Unit | Qty. | Labour Charges per Distribution Box
2025-26
1 | Single phase Distribution box for 9 connections | No. | 1 | 207.3439
2 | Three phase Distribution box for 5 connections | No. | 1 | 207.3439
3 | Fixing of LT clamps complete per location including Service ring, distribution box, piercing connector etc. | No. | 1 | 359.6143
| Total |  |  | 774.3021
| Total Labour charges (Rounded off) |  |  | 774

## DL-15
LABOUR SCHEDULE-- DL-15
1 kM OF 3 PHASE 4 WIRE LINE ON 140 KG. PCC POLE 8 MTR. LONG USING AB CABLE XLPE FOR RURAL AREAS/URBAN AREAS WITH MAXIMUM SPAN 50 MTRS.
Year 2025-26
S. No | PARTICULARS | Unit | Qty. | 140 Kg 8.0 Mtr. Long PCC Support
|  |  |  | Using 110 V grade AB Cable 3x50+1x35+1x16 Sqmm |  | Using 1100 V grade AB Cable 3x35+1x25+1x16 Sqmm |  | Using 1100 V grade AB Cable 3x95+1x70+1x16 Sqmm |  | Using 1100 V grade AB Cable 3x120+1x70+1x16 Sqmm
|  |  |  | Rate | Amt | Rate | Amt | Rate | Amt | Rate | Amt
1 | Survey | Km. | 1 | 2761.0514 | 2761.0514 | 2761.0514 | 2761.0514 | 2761.0514 | 2761.0514 | 2761.0514 | 2761.0514
2 | Tree cutting | Km.
3 | Approach Clearance | Km.
4 | Pit digging | No. | 20 | 374.3708 | 7487.4165 | 374.371 | 7487.4192 | 374.371 | 7487.4192 | 374.371 | 7487.4192
5 | Shifting of materials to pole pits | No. | 20 | 70.1814 | 1403.6278 | 70.1814 | 1403.6278 | 70.1814 | 1403.6278 | 70.1814 | 1403.6278
6 | Stay Pit digging | No. | 9 | 334.0541 | 3006.4868 | 334.0541 | 3006.4868 | 334.0541 | 3006.4868 | 334.0541 | 3006.4868
7 | Transportation of pole from road side to pole pit for a lead of 1 Km. | No. | 20 | 331.3262 | 6626.5233 | 345.5732 | 6911.4638 | 345.5732 | 6911.4638 | 345.5732 | 6911.4638
8 | Fixing of LT clamps complete per Set including Service ring, Spring loaded distribution Box, piercing connector, etc. | No. | 15 | 359.6143 | 5394.2141 | 359.6143 | 5394.2141 | 359.6143 | 5394.2141 | 359.6143 | 5394.2141
9 | Fixing of Piercing Connector for T Connection | No. | 15 | 20.5285 | 307.9282 | 20.5285 | 307.9282 | 20.5285 | 307.9282 | 20.5285 | 307.9282
10 | Fixing of Piercing Connector for Street Light | No. | 20 | 20.5285 | 410.571 | 20.5285 | 410.571 | 20.5285 | 410.571 | 20.5285 | 410.571
11 | Fixing of Suspension clamp assembly (consisting of GI Pole Clamp, GI Flat type I-hook & Nylon Cable tie). | No. | 15 | 23.5641 | 353.4615 | 23.5641 | 353.4615 | 23.5641 | 353.4615 | 23.5641 | 353.4615
12 | Fixing Anchor clamp assembly (consisting of GI Pole Clamp, GI Flat type I-hook & Nylon Cable tie). | No. | 5 | 23.5641 | 117.8205 | 23.5641 | 117.8205 | 23.5641 | 117.8205 | 23.5641 | 117.8205
13 | Pole erection complete with earthing | No. | 20 | 1104.4206 | 22088.4111 | 1104.4206 | 22088.4111 | 1104.4206 | 22088.4111 | 1104.4206 | 22088.4111
14 | Concreting of stay and base pad for poles | Cft. | 0 | 0 | 0 | 0 | 0 | 0 | 0 | 0 | 0
15 | Concreting of stay and pole | Cft. | 0 | 0 | 0 | 0 | 0 | 0 | 0 | 0 | 0
16 | Concreting of stay and pole | Cft. | 0 | 0 | 0 | 0 | 0 | 0 | 0 | 0 | 0
17 | Stay erection complete | No. | 9 | 230.3821 | 2073.4391 | 230.3821 | 2073.4391 | 230.3821 | 2073.4391 | 230.3821 | 2073.4391
18 | Painting of cross arm and numbering of poles. | No. | 20 | 115.1905 | 2303.8106 | 115.1905 | 2303.8106 | 115.1905 | 2303.8106 | 115.1905 | 2303.8106
| TOTAL |  |  |  | 54334.762 |  | 54619.7051 |  | 54619.7051 |  | 54619.7051
19 | Stringing of line
| 3P 4W ( Cable ) | Each | 1 | 18430.5702 | 18430.5702 | 17278.046 | 17278.046 | 34199.6897 | 34199.6897 | 38094.5061 | 38094.5061
| TOTAL |  |  |  | 72765.3322 |  | 71897.7512 |  | 88819.3948 |  | 92714.2112
The rates are proposed for normal soil conditions. In case of soft rock & hard rock, the rates of pit digging will be taken as two times and ten times respectively as compare to the rates applicable for normal soil.

## DL-16
LABOUR SCHEDULE- DL-16
LABOUR SCHEDULE FOR REPLACEMENT OF EXISTING 1 KM 3 PHASE 5 WIRE L.T. LINE ON BARE CONDUCTOR WITH A.B. CABLE FOR URBAN AREA
Year 2025-26
S. No | PARTICULARS | Unit | Qty.
|  |  |  | Using 110 V grade AB Cable 3x50+1x35+1x16 Sqmm |  | Using 1100 V grade AB Cable 3x35+1x25+1x16 Sqmm |  | Using 1100 V grade AB Cable 3x70+1x16+1x50 Sqmm |  | Using 1100 V grade AB Cable 3x95+1x70+1x16 Sqmm
|  |  |  | Rate | Amt | Rate | Amt | Rate | Amt | Rate | Amt
1 | Survey | Km. | 1 | 2761.0514 | 2761.0514 | 2761.0514 | 2761.0514 | 2761.0514 | 2761.0514 | 2761.0514 | 2761.0514
2 | Tree cutting | Km.
3 | Approach Clearance | Km.
4 | Shifting of materials to pole pits | No. | 20 | 70.1814 | 1403.6278 | 70.1814 | 1403.6278 | 70.1814 | 1403.6278 | 70.1814 | 1403.6278
5 | Fixing of LT clamps complete per Set including Service ring, Spring loaded distribution Box, piercing connector, etc. | No. | 15 | 359.6143 | 5394.2141 | 359.6143 | 5394.2141 | 359.6143 | 5394.2141 | 359.6143 | 5394.2141
6 | Fixing of Piercing Connector for T Connection | No. | 15 | 20.5285 | 307.9282 | 20.5285 | 307.9282 | 20.5285 | 307.9282 | 20.5285 | 307.9282
7 | Fixing of Universal Distribution Connector | No. | 28 | 20.5285 | 574.7994 | 20.5285 | 574.7994 | 20.5285 | 574.7994 | 20.5285 | 574.7994
8 | Fixing of Suspension clamp assembly (consisting of GI Pole Clamp, GI Flat type I-hook & Nylon Cable tie). | No. | 12 | 23.5641 | 282.7692 | 23.5641 | 282.7692 | 23.5641 | 282.7692 | 23.5641 | 282.7692
9 | Fixing Anchor clamp assembly (consisting of GI Pole Clamp, GI Flat type I-hook & Nylon Cable tie). | No. | 5 | 23.5641 | 117.8205 | 23.5641 | 117.8205 | 23.5641 | 117.8205 | 23.5641 | 117.8205
10 | Straight through Jointing | No. | 4 | 20.5285 | 82.1142 | 20.5285 | 82.1142 | 20.5285 | 82.1142 | 20.5285 | 82.1142
11 | Shifting of Service cable | No. | 100 | 117.378 | 11737.803 | 117.378 | 11737.803 | 117.378 | 11737.803 | 117.378 | 11737.803
12 | Stringing of 3 phase 5 wire (Cable) | Each | 1 | 18430.5702 | 18430.5702 | 17278.046 | 17278.046 | 28837.6478 | 28837.6478 | 34199.6897 | 34199.6897
| TOTAL |  |  |  | 41092.6981 |  | 39940.1739 |  | 51499.7757 |  | 56861.8175
13 | Domentling of Bare Condcutor (Weasel) | Km. | 3 | 1727.858 | 5183.5739 | 1727.858 | 5183.5739 | 1727.858 | 5183.5739 | 1727.858 | 5183.5739
| G Total |  |  |  | 46276.2719 |  | 45123.7477 |  | 56683.3495 |  | 62045.3914
14 | Domentling of Bare Condcutor (Rabbit) | Km. | 3 | 1919.8351 | 5759.5052 | 1919.8351 | 5759.5052 | 1919.8351 | 5759.5052 | 1919.8351 | 5759.5052
| G Total |  |  |  | 46852.2032 |  | 45699.679 |  | 57259.2808 |  | 62621.3227
The rates are proposed for normal soil conditions. In case of soft rock & hard rock, the rates of pit digging will be taken as two times and ten times respectively as compare to the rates applicable for normal soil.

## DL-17
LABOUR SCHEDULE- DL-17
LABOUR SCHEDULE FOR REPLACEMENT OF EXISTING 1 KM 3 PHASE 5 WIRE L.T. LINE ON BARE CONDUCTOR WITH A.B. CABLE FOR URBAN AREA
Year 2025-26
S. No | PARTICULARS | Unit | Qty.
|  |  |  | Using 1100 V grade AB Cable 3X25+1X16+1X25 Sqmm |  | Using 1100 V grade AB Cable 3X16+1X25+1X16 Sqmm
|  |  |  | Rate | Amt | Rate | Amt
1 | Survey | Km. | 1 | 2761.0514 | 2761.0514 | 2761.0514 | 2761.0514
2 | Tree cutting | Km.
3 | Approach Clearance | Km.
4 | Shifting of materials to pole pits | No. | 20 | 70.1814 | 1403.6278 | 70.1814 | 1403.6278
5 | Fixing of LT clamps complete per Set including Service ring, Spring loaded distribution Box, piercing connector, etc. | No. | 30 | 359.6143 | 10788.4282 | 359.6143 | 10788.4282
6 | Fixing of Piercing Connector for T Connection | No. | 15 | 20.5285 | 307.9282 | 20.5285 | 307.9282
7 | Fixing of Universal Distribution Connector | No. | 28 | 20.5285 | 574.7994 | 20.5285 | 574.7994
8 | Fixing of Suspension clamp assembly (consisting of GI Pole Clamp, GI Flat type I-hook & Nylon Cable tie). | No. | 15 | 23.5641 | 353.4615 | 23.5641 | 353.4615
9 | Fixing Anchor clamp assembly (consisting of GI Pole Clamp, GI Flat type I-hook & Nylon Cable tie). | No. | 5 | 23.5641 | 117.8205 | 23.5641 | 117.8205
10 | Shifting of Service cable | No. | 100 | 117.378 | 11737.803 | 117.378 | 11737.803
11 | Straight through Jointing | No. | 4 | 20.5285 | 82.1142 | 20.5285 | 82.1142
12 | Stringing of 3 phase 5 wire (Cable) | Each | 1 | 10367.2011 | 10367.2011 | 10367.2011 | 10367.2011
| TOTAL |  |  |  | 38494.2353 |  | 38494.2353
13 | Domentling of Bare Condcutor (Weasel) | Km. | 3 | 1791.7887 | 5375.3661 | 1791.7887 | 5375.3661
| G.TOTAL |  |  |  | 43869.6014 |  | 43869.6014
14 | Domentling of Bare Condcutor (Rabbit) | Km. | 3 | 1990.869 | 5972.6069 | 1990.869 | 5972.6069
| G.TOTAL |  |  |  | 44466.8422 |  | 44466.8422
The rates are proposed for normal soil conditions. In case of soft rock & hard rock, the rates of pit digging will be taken as two times and ten times respectively as compare to the rates applicable for normal soil.

## DL-18
LABOUR SCHEDULE DL-18
LABOUR SCHEDULE FOR 01 KM OF L.T. UNDERGROUND LINE USING 300 SQ.MM. 4 CORE PVC INSULATED ARMOURED CABLE.
2025-26
Sl. No. | Particulars | Unit | Qty. | Rate | Laying of HDPE Pipe 200 mm ID; 240 mm OD | Qty. | Rate | on RCC cable Trench (ID 600x600 ) | on RCC cable Trench (ID 300x450)
[5 empty] | Amount |  |  | Amount | Amount
1 | 2 | 3 | 4 | 5 | 6 | 8 | 9 | 10 | 11
1 | Cable trench excavation [(1000 Mx0.75 Mx1 M) LxWxD] | Cmt | 750 | 333.2416 | 249931.2375 | 0 | 0 | 0 | 0
2 | Laying of HDPE Pipe 200 mm ID; 240 mm OD | Mtr. | 2000 | 58.3237 | 116647.44 | 0 | 0 | 0 | 0
3 | Laying of MS pipe | Mtr | 16 | 77.6346 | 1242.1529 | 16 | 77.6381 | 1242.2088 | 1242.2088
4 | Laying of XLPE insulated PVC sheathed Armoured 4 core 300 Sqmm LT cable | Mtr. | 2235 | 333.2432 | 744798.5375 | 2235 | 166.6216 | 372399.2687 | 372399.2687
5 | Fixing of Piller Box (including Transportation) with concreting of columns and bottom area of Piller box | No. | 35 | 4768.2658 | 166889.3021 | 35 | 4768.2658 | 166889.3021 | 166889.3021
6 | Labour charges for jointing of HDPE pipe | No | 335 | 128.625 | 43089.375 | 335 | 128.625 | 0 | 0
7 | Preparation of chamber (internal size 1000x800x900 as per Drg) | No. | 35 | 7195.797 | 251852.895 | 35 | 7195.797 | 251852.895 | 251852.895
8 | laying & installation with concreting of Cable marker for U/G cable (including Transportation) | NO | 20 | 361.0135 | 7220.2692 | 20 | 361.0135 | 7220.2692 | 7220.2692
9 | fixing of MS pipe | Mtr | 16 | 277.7065 | 4443.3043 | 16 | 277.7065 | 4443.3043 | 4443.3043
10 | Providing earthing (earthing pit digging and laying of earthing pipe complete) | Set | 70 | 1110.8158 | 77757.1053 | 70 | 1110.8158 | 77757.1053 | 77757.1053
11 | labour charges for end jointing kit suitable for 300 sq.mm. | Set | 144 | 0 | 0 |  | 0 | 0 | 0
12 | Making of Straight jointing of XLPE Cable | No | 4 | 1430.31 | 5721.24 | 4 | 1430.31 | 5721.24 | 5721.24
13 | Making of End jointing of XLPE Cable | No | 135 | 1101.03 | 148639.05 | 135 | 1101.03 | 148639.05 | 148639.05
14 | Shifting of Service cable (Single Phase) | No | 100 | 41.16 | 4116 | 100 | 41.16 | 4116 | 4116
15 | Shifting of Service cable (Three Phase) | No | 20 | 61.74 | 1234.8 | 20 | 61.74 | 1234.8 | 1234.8
| TOTAL |  |  |  | 1823582.7088 |  |  | 1041515.4435 | 1041515.4435
The schedule is to be pepared based on actual span length at site and requirement.
The rates are proposed for normal soil conditions. In case of soft rock & hard rock, the rates of pit digging will be taken as two times and ten times respectively as compare to the rates applicable for normal soil.

## EL-1
LABOUR SCHEDULE EL-1
LABOUR SCHEDULE FOR METERING OF 11/0.4 kV DISTRIBUTION TRANSFORMER (TO BE SUPPLEMENTED WITH COST SCHEDULE C-7 (A1, A2, B1, B2, C1, C2)
2025-26
No. | Particulars | Unit | Rate | 25 kVA TRANSFORMER |  | 63 kVA TRANSFORMER |  | 100 kVA TRANSFORMER |  | 200 kVA TRANSFORMER
|  |  |  | Qty. | Amount | Qty. | Amount | Qty. | Amount | Qty. | Amount
1 | 2 | 3 | 4 | 5 | 6 | 7 | 8 | 9 | 10 | 11 | 12
1 | Shifting of materials to DT location including Copper control cable | No. | 70.0107 | 1 | 70.0107 | 1 | 70.0107 | 1 | 70.0107 | 1 | 70.0107
2 | Fixing of LT CT operated electronic static bidirectional meters including wiring & cabling testing & commissioning | No. | 352.6898 | 1 | 352.6898 | 1 | 352.6898 | 1 | 352.6898 | 1 | 352.6898
3 | Fixing of LTCT Meter Box for 3 Phase LT CT operated meter . | No. | 338.8085 | 1 | 338.8085 | 1 | 338.8085 | 1 | 338.8085 | 1 | 338.8085
4 | Fixing of LT CT of capacity- |  | 0 |  | 0 |  | 0 |  | 0 |  | 0
| (i) 100/5 Amp. | No. | 81.0975 | 4 | 324.3902 | 4 | 324.3902 |  | 0 |  | 0
| (ii) 200/5 Amp. | No. | 93.9024 |  | 0 |  | 0 | 4 | 375.6097 |  | 0
| (iii) 300/5 Amp. | No. | 117.378 |  | 0 |  | 0 |  | 0 | 4 | 469.5121
5 | Fixing of cut-outs, screws, m-seal etc. | Per location | 96.0366 | 1 | 96.0366 | 1 | 96.0366 | 1 | 96.0366 | 1 | 96.0366
| Total Labour charges |  |  |  | 1181.9357 |  | 1181.9357 |  | 1233.1552 |  | 1327.0576
| Total Labour charges (Rounded off) |  |  |  | 1182 |  | 1182 |  | 1233 |  | 1327

## EL-2
LABOUR SCHEDULE EL-2
LABOUR SCHEDULE FOR METER MODERNISATION : REPLACING THE EXISTING METERS WITH ELECTRONIC METERS WHICH ARE HIGHLY CAPABLE OF IMPROVING BILLING EFFICIENCY ALONGWITH SHIFTING OF METER OUTSIDE THE PREMISES.
2025-26
S. No. | Particulars | Unit | Rate | Armoured service cable |  | Unarmoured service cable
|  |  |  | Qty. | Amount | Qty. | Amount
1 | 2 | 3 | 4 | 5 | 6 | 7 | 8
1 | Shifting of materials to house location excluding meter and Service cable | Per location | 42.6829 | 1 | 42.6829 | 1 | 42.6829
2 | Shifting of Service cable (Single Phase, 2 core- 6 sq mm.) to house location | Per location | 42.6829 | 1 | 42.6829 | 1 | 42.6829
3 | Removing the existing 1 phase energy meter from meter box. | Per location | 37.3476 | 1 | 37.3476 | 1 | 37.3476
4 | Handling & installation of LT Single phase static meter including wiring | No. | 74.6951 | 1 | 74.6951 | 1 | 74.6951
5 | Fixing of LT shackle Insulator, hardware, meter board, cut-out etc. | Per location | 64.0244 | 1 | 64.0244 | 1 | 64.0244
6 | Laying of Service cable Single Phase, 2 core- 6 sq mm | Per location | 234.7561 | 1 | 234.7561 | 1 | 234.7561
| Total Labour charges |  |  |  | 496.1889 |  | 496.1889
| Total Labour charges (Rounded off) |  |  |  | 496 |  | 496

## EL-3
LABOUR SCHEDULE EL-3
LABOUR SCHEDULE FOR METER MODERNISATION : REPLACING THE EXISTING METERS WITH ELECTRONIC METERS WHICH ARE HIGHLY CAPABLE OF IMPROVING BILLING EFFICIENCY ALONGWITH SHIFTING OF METER OUTSIDE THE PREMISES.
2025-26
S. No. | Particulars | Unit | Rate | Armoured service cable |  | Unarmoured service cable
|  |  |  | Qty. | Amount | Qty. | Amount
1 | 2 | 3 | 4 | 5 | 6 | 7 | 8
1 | Shifting of materials to house location excluding meter and Service cable | Per location | 64.0244 | 1 | 64.0244 | 1 | 64.0244
2 | Shifting of Service cable (Three Phase, 4 core- 10 sq mm.) to house location | Per location | 64.0244 | 1 | 64.0244 | 1 | 64.0244
3 | Removing the existing 3 phase energy meter from meter box. | Per location | 53.3537 | 1 | 53.3537 | 1 | 53.3537
4 | Handling & installation of LT Three phase electronic meter (10-60 Amps.) along with meter board including wiring | No. | 106.7073 | 1 | 106.7073 | 1 | 106.7073
5 | Fixing of LT shackle Insulator, hardware, meter board, cut-out etc. | Per location | 96.0366 | 1 | 96.0366 | 1 | 96.0366
6 | Laying of Service cable Three Phase, 4 core- 10 sq. mm. | Per location | 512.195 | 1 | 512.195 | 1 | 512.195
| Total Labour charges |  |  |  | 896.3413 |  | 896.3413
| Total Labour charges (Rounded off) |  |  |  | 896 |  | 896

## EL-4
LABOUR SCHEDULE EL-4
LABOUR SCHEDULE FOR METER MODERNISATION : REPLACING THE EXISTING METERS WITH CT operated electronic static bidirectional meters with DLMS Protocol WHICH ARE HIGHLY CAPABLE OF IMPROVING BILLING EFFICIENCY ALONGWITH SHIFTING OF METER OUTSIDE THE PREMISES.
2025-26
S. No. | Particulars | Unit | Rate | Qty. | Amount
1 | 2 | 3 | 4 | 5 | 6
1 | Removing the existing 3 phase energy meter including meter box. | Per location | 176.3397 | 1 | 176.3397
2 | Fixing of LT CT operated electronic static bidirectional meters alongwith wiring, testing & commissioning | No. | 352.6898 | 1 | 352.6898
3 | Fixing of cut-outs, screws, m-seal etc. | Per location | 96.0366 | 1 | 96.0366
| Total Labour charges |  |  |  | 625.0661
| Total Labour charges (Rounded off) |  |  |  | 625

## EL-5
LABOUR SCHEDULE EL-5
LABOUR SCHEDULE FOR METER SHIFTING OF SINGLE PHASE CONSUMER TO OUTSIDE OF PREMISES WITH NEW SERVICE CABLE
2025-26
S. No. | Particulars | Unit | Rate | Armoured service cable |  | Unarmoured service cable
|  |  |  | Qty. | Amount | Qty. | Amount
1 | 2 | 3 | 4 | 5 | 6 | 7 | 8
1 | Shifting of materials to house location excluding meter and Service cable | Per location | 42.6829 | 1 | 42.6829 | 1 | 42.6829
2 | Shifting of Service cable (Single Phase, 2 core- 6 sq mm.) to house location | Per location | 42.6829 | 1 | 42.6829 | 1 | 42.6829
3 | Removing the existing 1 phase 2 wire energy meter including meter box. | Per location | 37.3476 | 1 | 37.3476 | 1 | 37.3476
4 | Handling & installation of LT Single phase static meter including wiring | No. | 74.6951 | 1 | 74.6951 | 1 | 74.6951
5 | Fixing of LT shackle Insulator, hardware, meter board, cut-out etc. | Per location | 64.0244 | 1 | 64.0244 | 1 | 64.0244
6 | Laying of Service cable Single Phase, 2 core- 6 sq mm | Per location | 234.7561 | 1 | 234.7561 | 1 | 234.7561
| Total Labour charges |  |  |  | 496.1889 |  | 496.1889
| Total Labour charges (Rounded off) |  |  |  | 496 |  | 496

## EL-6
LABOUR SCHEDULE EL-6
LABOUR SCHEDULE FOR METER SHIFTING OF THREE PHASE CONSUMER TO OUTSIDE OF PREMISES WITH NEW SERVICE CABLE
2025-26
S. No. | Particulars | Unit | Rate | Armoured service cable |  | Unarmoured service cable
|  |  |  | Qty. | Amount | Qty. | Amount
1 | 2 | 3 | 4 | 5 | 6 | 7 | 8
1 | Shifting of materials to house location excluding meter and Service cable | Per location | 64.0244 | 1 | 64.0244 | 1 | 64.0244
2 | Shifting of Service cable (Three Phase, 4 core- 10 sq mm.) to house location | Per location | 64.0244 | 1 | 64.0244 | 1 | 64.0244
3 | Removing the existing 3 phase 4 wire energy meter including meter box. | Per location | 53.3537 | 1 | 53.3537 | 1 | 53.3537
4 | Handling & installation of LT Three phase 4 wire static meter including connecting the cable & wiring | No. | 106.7073 | 1 | 106.7073 | 1 | 106.7073
5 | Fixing of LT shackle Insulator, Meter box, hardware, cut-out, screws, m-seal, tape etc. | Per location | 96.0366 | 1 | 96.0366 | 1 | 96.0366
6 | Laying of Service cable Three Phase, 4 core- 10 sq mm | Per location | 512.195 | 1 | 512.195 | 1 | 512.195
| Total Labour charges |  |  |  | 896.3413 |  | 896.3413
| Total Labour charges (Rounded off) |  |  |  | 896 |  | 896