## SOR RATE
RATE OF STOCK MATERIALS IN SoR OF 2022-23
RATE OF ALL MATERIALS ARE INCLUSIVE OF G.S.T. UNLESS MENTIONED SPECIFICALLY IN REMARKS COLUMN
Material Code | Description | Unit | Unit rate for 2022-23 | SAP DESCRIPTION | REMARKS
7130200201 | 1:1.5:3 Ratio | Cmt | 4072.99 |  |  | Material cost including GST and labour.
7130200202 | 1:3:6 Ratio | Cmt | 2970 |  | * | Material cost including GST and labour.
7130200204 | Route & joint indicating stone with M.S. anchor rod | Nos. | 192.93 | ROUTE & JOINT INDICATING STONE WITH M.S.
7130200401 | Cement in 50 kg bags | Bags | 330 | Cement
7130201343 | Cable covering tiles 250x250x40 mm | Each | 33 |  |  | Material cost including GST and labour.
7130210809 | Aluminium Paint | Ltr. | 406.6 | Aluminium Paint.
7130211121 | Grey Enamel Paint smoke/battle ship | Ltr | 311.29
7130211158 | Red Oxide Paint | Ltr. | 181.98 | Red Oxide Paint.
7130300025 | LT 3 phase 5 Wire Aerial Bunched Cable of Size 3X70+1x16+1x50 | km | 254174.68 | LT AB CABLE 3X70+1X16 (STREET LIGHT)+1X5 | ISI MARK
7130310007 | 70 Sqmm. | Km. | 84124.71 | ISI MARKED CABLE ALU 1CORE 70 SQMM 1100V | ISI MARK
7130310008 | 120 Sqmm. | Km. | 139149.58 | ISI MARKED CABLE ALU 1CORE 120 SQMM 1100 | ISI MARK
7130310020 | 3x400 Sq.mm. | km | 2951139.29 | 33KV 400 sqmm XLPE cable (Underground)
7130310021 | 35 Sqmm. | Km. | 51979.55 | ISI MARKED CABLE ALU 1CORE 35 SQMM 1100V | ISI MARK
7130310022 | 50 Sqmm. | Km. | 53608.88 | ISI MARKED CABLE ALU 1CORE 50 SQMM 1100V | ISI MARK
7130310031 | LT 3 phase 5 Wire Aerial Bunched Cable of Size 3X16+1X16+1x25 | km | 106443.94 | 1.1KV LT AB CABLE 3X16+1X16+1X25 SQMM | ISI MARK
7130310032 | LT 3 phase 5 Wire Aerial Bunched Cable of Size 3X25+1X16+1x25 | km | 117786.63 | 1.1KV LT AB CABLE 3X25+1X16+1X25 SQMM | ISI MARK
7130310033 | LT 3 phase 5 Wire Aerial Bunched Cable of Size 3X35+1x16+1x25 | km | 145836.34 | 1.1KV LT AB CABLE 3X35+1X16+1X25 SQMM | ISI MARK
7130310038 | 2.5 Sqmm. | Per Mtr. | 9.46 | 11KV PVC INSULATED 2.5 SQMM TWIN CORE SI
7130310039 | 6.0 Sqmm. | Per Mtr. | 39.9 | 11KV PVC INSULATED 6 SQMM TWIN CORE SING
7130310040 | 10 Sq.mm. | Per Mtr. | 82.69 | 11KV PVC INSULATED 10 SQMM FOUR CORE THR
7130310041 | 150 Sqmm. | Km. | 162971.25 | 11KV PVC INSULATED 150SQMM SINGLE CORE X | ISI MARK
7130310042 | 16.0 Sqmm. | km | 53982.64 | 11KV PVC INSULATED 16SQMM 2 CORE ARMOURE
7130310044 | 10 Sq.mm. | km | 72873.75 | 11KV PVC INSULATED 10SQMM 4 CORE ARMOURE
7130310048 | 25 Sq.mm. | km | 115813.32
7130310049 | 120 Sq.mm. | km |  |  |  | ITEM DELETED: NOT TO BE USED
7130310050 | 400 Sqmm. | km |  |  |  | ITEM DELETED: NOT TO BE USED
7130310051 | 3x95 Sq.mm. | km | 1263686.56 | 33KV A.B. XLPE CABLE 3X95 SQMM
7130310052 | 3x150 Sq.mm. | km | 1551247.35
7130310053 | 3x185 Sq.mm. | km | 1773013.72 | 33KV A.B. XLPE CABLE 3X185 SQMM
7130310054 | 3x240 Sq.mm. | km | 2254570.14 | 33KV A.B. XLPE CABLE 3X240 SQMM
7130310055 | 33 kV AB Cable Straight thru' joint kit suitable for 35-70 sqmm | Set | 21869.13
7130310056 | 33 kV AB Cable Straight thru' joint kit suitable for 95-120 sqmm | Set | 31241.61
7130310057 | 11 kV 3 phase Aerial Bunched Cable 3x35 + 35 Sq mm | km | 440140 | 11KV 3 PHASE AERIAL BUNCHED XLPE CABLE 3
7130310058 | 11 kV 3 phase Aerial Bunched Cable 3x70 + 70 Sq mm | km | 545160
7130310059 | 11 kV 3 phase Aerial Bunched Cable 3x95 + 95 Sq mm | km | 623040
7130310060 | 11 kV 3 phase Aerial Bunched Cable 3x120 + 120 Sq mm | km | 763460
7130310061 | 11 kV AB Cable Straight thru' joint kit suitable for 35-70 sqmm | Set | 4773.02 | 11KV AB XLPE CABLE STRAIGHT THRU JOINT K
7130310062 | 11 kV AB Cable Straight thru' joint kit suitable for 95-120 sqmm | Set | 5022.85 | 11KV AB XLPE CABLE STRAIGHT THRU JOINT K
7130310063 | LT 1 phase 3 Wire Aerial Bunched Cable of Size 1X25+1X16+1x25 | km | 65697.11 | LT 1PH 3 WIRE AERIAL BUNCHED CABLE OF SI
7130310065 | LT 3 phase 5 Wire Aerial Bunched Cable of Size 3X50+1x16+1x35 | km | 186419.14 | 1.1KV LT AB CABLE 3X50+1X16+1X35 SQMM | ISI MARK
7130310066 | LT 3 phase 5 Wire Aerial Bunched Cable of Size 3X50+1X25+1x35 | km | 182296.6 | LT 3PH 5 WIRE AERIAL BUNCHED CABLE OF SI
7130310070 | LT 3 phase 4 Wire Aerial Bunched Cable of Size 3X16+1x25 | km | 81338.91 | LT AB CABLEB 3X16+1X25 SQMM | ISI MARK
7130310073 | LT 3 phase 4 Wire Aerial Bunched Cable of Size 3X25+1x25 | km | 87254.75 | LT AB CABLEB 3X25+1X25 SQMM | ISI MARK
7130310075 | 3x240 Sq.mm. | km | 2700495.66 | 33KV 3 CORE XLPE UG CABLE 3X 240SQMM
7130310076 | 70 Sq.mm | km | 720679.5 | 11KV 3 CORE XLPE UG CABLE 70 SQMM
7130310077 | 95 Sq.mm | km | 729149.6 | 11KV 3 CORE XLPE UG CABLE 95 SQMM
7130310078 | 120 Sq.mm | km | 1087308.99 | 11KV 3 CORE XLPE UG CABLE 120 SQMM
7130310079 | 240 Sq.mm | km | 1317394.09 | 11KV 3 CORE XLPE UG CABLE 240 SQMM
7130310080 | 400 Sq.mm | km | 2029765.72 | 11KV 3 CORE XLPE UG CABLE 400 SQMM
7130310082 | PVC Insulated 1100 Volts grade Aluminium Twin Core Single Phase 4.0 sq.mm. Unarmoured service cable. | Per Mtr. | 20.15 | PVC Insulated 11kV 2 Core 4.0 sqmm cable
7130310083 | PVC Insulated 1100 Volts grade 70 SQMM, 4 CORE, ARMOURED AL. CABLE | km | 429243.55 | PVC Insul. 70 Sqmm 4C Armour UG AL. Cable
7130310084 | PVC Insulated 1100 Volts grade 95 SQMM, 4 CORE, ARMOURED AL. CABLE | km | 523400.2 | PVC Insul. 95 Sqmm 4C Armour UG AL Cable
7130310085 | PVC Insulated 1100 Volts grade 150 SQMM, 4 CORE, ARMOURED AL. CABLE | km | 790177.37 | PVC Insu. 150 Sqmm 4C Armour UG Al Cable
7130310086 | PVC Insulated 1100 Volts grade 300 SQMM, 4 CORE, ARMOURED AL. CABLE | km | 1509275.7 | PVC Insul. 300 Sqmm. 4C Armour Al. Cable
7130310087 | PVC Insulated 1100 Volts grade 400 SQMM, 4 CORE, ARMOURED AL. CABLE | km | 1918210.95 | PVC Insul. 400 Sqmm. 4C Armour Al. Cable
7130310088 | 33 kV AB Cable Straight thru' joint kit suitable for 185 sqmm | Set | 41540.61 | 33 kV ABC Straight thru jointkit 185 sqmm
7130310089 | 33 kV XLPE UG Cable Straight through heat shrinkable cable jointing kit with lugs for 3 core 120-240 sq mm XLPE cable | Set | 70050.26 | 33kV UGCable Straight thru jointkit 120-240 sqmm
7130310090 | 33 kV XLPE UG Cable Straight through heat shrinkable cable jointing kit with lugs for 3 core 300-400 sq mm XLPE cable | No | 78444 | 33kV UGCable Straight thru jointkit 300-400 sqmm
7130310652 | 2 Core (UNARMOURED) | Km. | 61247.99 | CONTROL CABLE COP 2 CORE 2.5 SQMM PVC/PVC
7130310652 | 2 Core (ARMOURED) | Km. |  | CONTROL CABLE COP 2 CORE 2.5 SQMM PVC/PVC |  | ITEM DELETED: NOT TO BE USED
7130310654 | 4 Core (UNARMOURED) | Km. | 107398.33 | CONTROL CABLE COP 4 CORE 2.5 SQMM PVC/PVC
7130310654 | 4 Core (ARMOURED) | Km. |  | CONTROL CABLE COP 4 CORE 2.5 SQMM PVC/PVC |  | ITEM DELETED: NOT TO BE USED
7130310658 | 8 Core (UNARMOURED) | Km. | 204435.73 | CONTROL CABLE COP 8 CORE 2.5 SQ MM PVC/P
7130310681 | 10 Core (UNARMOURED) | Km. | 254364.27 | CONTROL CABLE COP 10 CORE 2.5 SQMM PVC/PVC
7130310660 | 10 Core (ARMOURED) | Km. | 297172.51 | CONTROL CABLE COP 10 CORE 2.5 SQMM PVC/PVC
7130310662 | 12 Core (UNARMOURED) | Km. | 262112.9 | CONTROL CABLE COP 12 CORE 2.5 SQMM PVC/PVC
7130311008 | 16 Sq.mm. | KM | 31178.96 | ALUMINIUM 1C 16 SQ MM UNARMOURED LT PVC
7130311009 | 50 Sq.mm. | KM | 69165.9 | ALUMINIUM 1C 50 SQ MM UNARMOURED LT PVC
7130311010 | 70 Sq.mm | KM | 92031.42 | ALUMINIUM 1C 70 SQ MM UNARMOURED LT PVC
7130311011 | 150 Sq.mm | KM | 177136.43 | ALUMINIUM 1C 150 SQ MM UNARMOURED LT PVC
7130311012 | 300 Sq.mm | KM | 344822.85 | ALUMINIUM 1C 300 SQ MM UNARMOURED LT PVC
7130311013 | 400 Sq.mm | KM | 429378.35 | ALUMINIUM 1C 400 SQ MM UNARMOURED LT PV
7130311054 | 70 Sqmm. | km |  | POWERCABLE ARM ALU 3.5CORE 70/35SQMM PVC |  | ITEM DELETED: NOT TO BE USED
7130311057 | 150 Sqmm. | km |  | POWERCABLE ARM ALU 3.5CORE 150/70SQMM PV |  | ITEM DELETED: NOT TO BE USED
7130311061 | 300 Sqmm. | km |  | Power Cable ARM ALU 3.5CORE 300/150SQMM |  | ITEM DELETED: NOT TO BE USED
7130311084 | 16.0 Sqmm. | km | 76682.69 | 16,0 SQMM, 4 CORE, ARMOURED AL. CABLE
7130320037 | 33 kV ABC Termination kit 35-70 sqmm | Set | 12496.65
7130320038 | 33 kV ABC Termination kit 95-120 sqmm | Set | 15620.81 | 33KV ABC TERMINATION KIT 95-120 SQMM
7130320039 | 33 kV ABC Termination kit 185 sqmm | Set | 18744.96 | 33KV ABC TERMINATION KIT 185 SQMM
7130320040 | 33 kV ABC Termination kit 240 sqmm | Set | 21869.13 | 33KV ABC TERMINATION KIT 240 SQMM
7130320041 | 33 kV ABC Termination kit 300 sqmm | Set | 23431.22
7130320042 | 33 kV ABC Termination kit 400 sqmm | Set | 28117.46
7130320043 | Straight line Suspension Assembly (Suitable for all size cable) | Each | 983.54 | STRAIGHT LINE SUSPENSION ASSEMBLY FOR AL
7130320044 | Dead-end Assembly (Suitable for all size cable) | Each | 1062.42
7130320045 | Cable tie for AB Cable | Each | 31.56
7130320047 | 11 kV ABC-T Jointing kit 95-120 sqmm | No | 4739.53 | 11KV ABC T-JOINTING KIT 95-120 SQMM
7130320048 | 11 kV ABC Termination kit 35-70 sqmm | Set | 3022.91 | 11KV ABC TERMINATION KIT 35-70 SQMM
7130320049 | 11 kV ABC Termination kit 95-120 sqmm | Set | 3184.65
7130320053 | Cable tie (UV protected black colour) for AB Cable | No | 6.6 | CABLE TIE FOR AB CABLE (UV PROTECTED BLA
7130352010 | End terminating jointing kit for 400 sqmm XLPE cable | Set | 41869.07 | Jointing kit 33KV 3x400sqmm XLPE cable
7130352030 | 10 Sq.mm, 4 Core | Set | 1013.78
7130352031 | 16 Sq.mm, 4 Core | Set | 1013.78 | 1.1KV STRAIGHT THROUGH JOINTING KIT FOR
7130352032 | 25 Sq.mm, 4 Core | Set | 1088.72
7130352033 | 70 Sq.mm, 3.5 Core | Set | 1530.53
7130352034 | 150 Sq.mm, 3.5 Core | Set | 2281.32
7130352035 | 300 Sq.mm, 3.5 Core | Set | 3686.94
7130352036 | 400 Sq.mm, 3.5 Core | Set | 4711.23
7130352037 | End terminating jointing kit upto 240 sqmm XLPE cable | Set | 28226.94 | 33KV END TERMINAL JOINTING KIT FOR 240SQ
7130352038 | 3x50 Sq.mm | Set | 16872.58 | 3X50 SQMM 11KV HEAT SHRINKABLE TYPE JOIN
7130352039 | 3x95 Sq.mm | Set | 16872.58 | 3X95 SQMM 11KV HEAT SHRINKABLE TYPE JOIN
7130352040 | 3x150 Sq.mm | Set | 22339.86 | 3X150 SQMM 11KV HEAT SHRINKABLE TYPE JOI
7130352041 | 3x240 Sq. mm | Set | 24432.5 | 3X240 SQMM 11KV HEAT SHRINKABLE TYPE JOI
7130352042 | 3x400 Sq. mm | Set | 24432.5 | 3X400 SQMM 11KV HEAT SHRINKABLE TYPE JOI
7130352043 | 3x95 Sq.mm | Set | 8770.69 | 3X95 SQMM 11KV HEAT SHRINKABLE INDOOR TY
7130352044 | 3x240 Sq. mm | Set | 10587.71 | 3X240 SQMM 11KV HEAT SHRINKABLE INDOOR T
7130352045 | 3x400 Sq. mm | Set | 10892.28 | 3X400 SQMM 11KV HEAT SHRINKABLE INDOOR T
7130352046 | Marshelling Box (with 10 No. connectors) | No. | 3724.89 | MARSHELLING BOX
7130354274 | 10 Sq mm | Nos. | 2.85 | 10 SQMM ALUMINIUM END TERMINALS (LUGS)
7130354275 | 16 Sq mm | Nos. | 2.85 | 16 SQMM ALUMINIUM END TERMINALS (LUGS)
7130354276 | 25 Sq mm | Nos. | 5.7
7130354277 | 32 Sq mm | Nos. | 7.12
7130354278 | 50 Sq mm | Nos. | 11.41 | 50 SQMM ALUMINIUM END TERMINALS (LUGS)
7130354279 | 70 Sq mm | Nos. | 17.11 | 70 SQMM ALUMINIUM END TERMINALS (LUGS)
7130354280 | 95 Sq mm | Nos. | 21.39 | 95 SQMM ALUMINIUM END TERMINALS (LUGS)
7130354281 | 120 Sq mm | Nos. | 29.95 | 120 SQMM ALUMINIUM END TERMINALS (LUGS)
7130354282 | 150 Sq mm | Nos. | 34.23 | 150 SQMM ALUMINIUM END TERMINALS (LUGS)
7130354283 | 185 Sq mm | Nos. | 54.19
7130354284 | 225 Sq mm | Nos. | 61.31
7130354285 | 240 Sq mm | Nos. | 88.41
7130354286 | 300 Sq mm | Nos. | 104.1 | 300 SQMM ALUMINIUM END TERMINALS (LUGS)
7130354287 | 400 Sq mm | Nos. | 134.06
7130354442 | Pre-Insulated Bimetallic crimping lugs for Transformer connector | Nos. | 811.02 | PRE- INSULATED BIMETALLIC CRIMPING TYPE
7130390003 | Piercing connector suitable for 95- 16 sqmm to 10-2.5 sqmm. for street light and service connection. | Nos. | 95.32 | INSULATING PIERCING CONNECTOR AB CABLE(S
7130390004 | Piercing connector suitable for 95- 16 sqmm to 50-16 sqmm. cable for Distribution Box. | Nos. | 124.18 | INSULATING PIERCING CONNECTOR FOR AB CAB
7130390005 | Piercing connector suitable for 95- 16 sqmm to 95-16 sqmm. for Tee connection. | Nos. | 173.09 | INSULATING PIERCING CONNECTOR FOR ABC TO
7130390006 | Universal distribution connector | Each | 146.97 | UDC- UNIVERSAL DISTRIBUTION CONNECTOR
7130390007 | Straight through joints | Nos. | 207.69 | STRAIGHT THROUGH JOINT
7130390019 | End cap for 50/70 Sq.mm | Nos. | 35.5 | END CLAMP CAP FOR 50/70 SQMM
7130640040 | M.S. ANGLE 35 x 35 x 5 mm | MT | 43650.48 | M.S. ANGLE 35 x 35 x 5 mm
7130600023 | 50 x 50 x 6 mm | MT | 51475.9 | M S ANGLE 50X50X5 MM
7130600032 | 65 x 65 x 6 mm | MT | 51475.9 | M S ANGLE 65X65X6 MM
7130600051 | 75 x 75 x 6 mm | MT | 51475.9 | M S ANGLE 75X75X6 MM
7130600166 | 75x40 mm | MT | 51475.9 | M S CHANNEL 75X40 MM CP
7130600173 | 50x6 mm | MT | 63061.04 | M.S.FLATE 50X6 MM CP
7130600230 | 100x50 mm | MT | 51475.9 | M S CHANNEL 100X50 MM
7130600495 | 65x8 mm | MT | 63061.04 | M S FLAT 65X8 MM
7130600635 | 125 x 70 mm | MT |  | R.S.JOIST 125 x 70 mm |  | ITEM DELETED: NOT TO BE USED
7130600675 | 175 x 85 mm | MT | 67130.74 | R S JOIST 175X85 MM | ISI MARK
7130601070 | 52 kgs per mtr/105 lbs yard | MT | 83249.64 | Rails 52.09 kgs per Mtr./105 lbs yard
7130601072 | 60 kgs per mtr | MT | 83249.64 | RAIL 60 KG PER METER
7130601958 | 37.1 Kg/Mtr.; 13 Mtr. Length | MT | 62813.76 | H BEAMS 152X152MM; 37.1 KG/MTR. | ISI MARK
7130601965 | 37.1 Kg/Mtr.; 11 Mtr. Length | MT | 62400.76 | MS H BEAMS 152X152MM, 37.1 KG/MTR 11MTR | ISI MARK
7130600012 | Wide Parallel Flange Beam (WPB) 13 Meter long (160x160 mm) ; 30.44 Kg/Mtr. | MT | 68792.07
7130600011 | Wide Parallel Flange Beam (WPB) 11 Meter long (160x160 mm) ; 30.44 Kg/Mtr. | MT | 68024.97
7130610206 | Barbed wire | MT | 106034.27 | G.I. WIRES: - Barbed wire.
7130620013 | I-Bolt (big size) | No | 146.26 | I BOLT M 20X128MM THREAD PORTION 50 MM I
7130620049 | 12x65 mm | Kg | 81.75
7130620133 | 16x40 mm | Kg | 113.09 | BOLT WITH NUT G I 16X40 MM
7130620140 | 16x65 mm | Kg | 113.09 | BOLT WITH NUT GI 16X65 MM
7130620573 | 12x100 mm | Kg | 81.75 | BOLT WITH NUT M S 12X100 MM
7130620575 | 12x120 mm | Kg | 83.11 | M S NUTS AND BOLTS: - 12x120mm
7130620577 | 12x140 mm | Kg | 83.11 | M S NUTS AND BOLTS: - 12x140mm
7130620609 | 16x40 mm | Kg | 81.75 | M S NUTS AND BOLTS: - 16x40mm
7130620614 | 16x65 mm | Kg | 80.39 | M S NUTS AND BOLTS: - 16x65mm
7130620619 | 16x90 mm | Kg | 80.39 | M S NUTS AND BOLTS: - 16x90mm
7130620621 | 16x100 mm | Kg | 79.02 | M S NUTS AND BOLTS: - 16x100mm
7130620625 | 16x140 mm | Kg | 79.02 | M S NUTS AND BOLTS: - 16x140mm
7130620627 | 16x160 mm | Kg | 79.02 | M S NUTS AND BOLTS: - 16x160mm
7130620631 | 16x200 mm | Kg | 79.02 | M S NUTS AND BOLTS - 16x200mm
7130620636 | 16x300 mm | Kg | 79.02 | M S NUTS AND BOLTS: - 16x300mm
7130620637 | 16x250 mm | Kg | 79.02 | M S NUTS AND BOLTS: - 16x250mm
7130620713 | 20x75 mm | Kg | 79.02 | M S NUTS AND BOLTS: - 20x75mm
7130620716 | 20x90 mm | Kg | 79.02 | M S NUTS AND BOLTS: - 20x90mm
7130620719 | 20x110 mm | Kg | 79.02 | M S NUTS AND BOLTS: - 20x110mm
7130620829 | 24x120 mm | Kg | 79.02 | M S NUTS AND BOLTS: - 24x120mm
7130621892 | Foundation bolt | No | 489.6 | Foundation bolt 25x1200 mm
7130622922 | G.I. Spring Washer | Kg | 185.92 | WASHER SPRING 25MM HOLE DIA
7130640027 | G.I. Pipe 200 mm for 400 sqmm cable of dia 105 mm | RM | 1345.87 | G.I. PIPE 200MM FOR 400MM CABLE OF DIA 1
7130640028 | G.I. bend 200 mm | Nos. | 1166.11 | G.I.BEND 200MM
7130640029 | Caping of HDPE Pipe on both end of pipe with concreting and bricks work. | Cmt | 3733.72 | CAPING OF HDPE PIPE ON BOTH END OF PIPE
7130640030 | Caping of RCC Pipe on both end of pipe with Concreting and Bricks work | Cmt | 3734.11
7130640031 | RCC Pipe Type NP-3 (2.5 mtr long) on first class bedding - 600 mm | RM | 2459 |  |  | Material cost including GST and labour.
7130640036 | RCC Pipe Type NP-3 (2.5 mtr long) on first class bedding - 900 mm | RM | 4874 | 900 MM RCC PIPE TYPE NP-2(2.5MTR LONG) |  | Material cost including GST and labour.
7130640037 | M.S.Pipe 200 mm dia with collars | RM (medium) | 1553.89
7130640038 | M.S.Pipe 200 mm dia with collars | RM (light) | 1213.51 | M.S. PIPE 200 MM DIA WITH COLLARS
7130640171 | G.I. Bend 40 mm | Each | 129.9
7130641396 | Gl Pipe 40 mm | Per Mtr | 268.41 | PIPE GI 40 MM MEDIUM QUALITY
7130642039 | GI earthing pipe of 40 mm dia 3.04 mtr long with 12 mm hole at 18 places at equal distance trapered casing at lower end. | No | 1058.93 | G.I. EARTHING PIPE 40 MM
7130642041 | 25 mm dia 2500 mm long GI rod earth electrodes | No | 5382.12 | G.I.EARTHING PIPE/ROD SIZE 2500x25 mm
7130650001 | Providing, Fabricating and fixing 8 SWG Chain link fencing 75 x 75 mm Size Gl Chain link Mesh fencing made out of 65 x 65 x 6 mm MS angle as per drawing no. 04-01/ST/62 R2 Date 05.06.2007 | RM | 2024.88 |  |  | Material cost including GST and labour.
7130670027 | Wall mounting type holder for Hydrometer | Nos. | 138
7130797532 | Anchor clamp assembly (consisting of GI Pole Clamp, GI Flat type I-hook & Nylon Cable tie). | Nos. | 724.98 | ANCHOR CLAMP/ DEAD END CLAMP
7130797533 | Suspension clamp assembly (consisting of GI Pole Clamp, GI Flat type I-hook & Nylon Cable tie). | Nos. | 526.22 | SUSPENSION CLAMP
7130800012 | 140 Kg; 8.0 Mtr long | Each | 2298.46 | PCC POLE 140 KG; 8,0 MTR LONG |  | Material cost including GST and labour.
7130800014 | 410-SP-29, 9 Mtrs. Long. | Each |  |  |  | ITEM DELETED: NOT TO BE USED
7130800033 | 280 Kg; 9.1 Mtr long | Each | 4451.53 | PCC POLE 280 KG; 9.1 MTR LONG |  | Material cost including GST and labour.
7130800068 | 410-SP-60, 12 Mtrs. Long. | Each |  | POLE-STEEL TUBULAR 100X125X150MM 10.9 MT |  | ITEM DELETED: NOT TO BE USED
7130800672 | 350 Kg; 7.0 Mtr long | Each |  | PCC POLE 350 KG; 7,0 MTR LONG |  | ITEM DELETED: NOT TO BE USED
7130810005 | Through Bolt | No | 102.88 | Through Bolt 12 mm
7130810006 | D.C. Cross arm 3.8 Mtr 100 x 50 mm. | Set | 8465.81 | D.C. Cross arm 3.8 Mtr 100 x 50 mm.
7130810026 | Stay clamp for 140 kG PCC Pole | Pair | 216.31 | Stay clamp LT/Pair
7130810026 | Stay clamp HT per pair | Pair | 403.7 | Stay clamp LT/Pair
7130810060 | LT U CLAMP | No. | 108.16 | LT U CLAMP
7130810076 | Strain Plate (50x6 mm) for 11 kV | No. | 89.58 | Strain Plate
7130810077 | Pole Clamp | No. | 532.32 | POLE CLAMP
7130810102 | Service Ring | No. | 423.02 | Service ring made of 16 mm
7130810193 | Stay Clamp for 280 kG. PCC Pole | Pair | 403.7 | HT STAY CLAMP PCC POLE 280 KG A TYPE
7130810201 | Stay Clamp Rail "A" type | Pair | 429.6 | HT STAY CLAMP RAIL POLE A TYPE
7130810216 | Stay Clamp for R.S.Joist "A" type | Pair | 429.6 | HT STAY CLAMP R S JOIST A TYPE
7130810251 | Stay Clamp Rail "B" type | Pair | 429.6 | HT STAY CLAMP RAIL POLE B TYPE
7130810361 | Back Clamp Rail for H-Beam | Pair | 429.6 | 33 KV TOP CLAMP SEMIFINISHED
7130810413 | L.T. 3 Pin Cross Arm 50x50x6 mm | No. | 768.48 | LT THREE PIN CROSS ARM
7130810441 | L.T. 4 Pin Cross Arm 50x50x6 mm | No. | 915.23 | 713081LT 4-Pin cross arms 50 x 50 x 6 mm
7130810461 | L.T. 5 Pin Cross Arm 50x50x6 mm | No. | 1061.96 | LT FIVE PIN CROSS ARM
7130810495 | 11 kV Cross Arm Cleat type | No. | 1303.19 | 11 KV V CROSS ARM
7130810509 | D.O. Mounting Channel 75x40 mm | No. | 2065.47 | D.O. / LA Mounting channel 75x40 mm.
7130810511 | 11 kV Guarding Channel 100x50 mm | Set | 3090.12 | 1.1 MTR DPDC CROSS ARM
7130810512 | D.C.Cross arm 4' Centre 100x50 mm Channel 2 Nos. | Set | 4899.42 | 11KV 4 FEET CENTRE DC CROSS ARM
7130810512 | D.C.Cross arm 4' Centre 75x40 mm Channel | Set | 3558.92 | 11KV 4 FEET CENTRE DC CROSS ARM
7130810512 | D.C.Cross arm 4' Centre Angle 100x100x6 mm | Set | 5001.4 | 11KV 4 FEET CENTRE DC CROSS ARM
7130810517 | D.C.Cross arm 8' Centre 100x50 mm Channel | Set | 5654.24 | 11KV 8 FEET CENTRE DC CROSS ARM
7130810595 | 33 kV Cross Arm 75x75x6 mm | No. | 2899.86 | 33 KV V CROSS ARM
7130810608 | D.C.Cross arm 5' Centre 100x50 mm M.S.Channel | Set | 6686.35 | 33 KV 5 FEET CENTRE DC CROSS ARM
7130810624 | Strain Plate (65x8 mm) for 33 kV | No. | 118.53 | STRAIN PLATE
7130810676 | 33 kV Top Channel 75x75x6 mm | No. | 482.48 | 33KV top clamp
7130810679 | 11 kV Top Clamp Angle type 65x65x6 mm | No. | 365.59 | 11 kV top clamp
7130810681 | Single Pole Cut Point Fitting 100x50 mm | Set | 4012.81 | 11 kV Cut point channel paint
7130810684 | D.C.Cross Arm 5.2 Mtr. Channel | No. | 10516.35 | 33 KV 4.8 MTR DC CROSS ARM
7130810692 | Stay Clamp Rail for H-Beam | Pair | 447.87 | Stay clamp for 'H' Beam
7130820008 | 11 kV Pin insulator with Pin | Each | 148.62 | 11KV 5KN PIN INSULATOR (POLYMER)
7130820009 | 33 kV Pin insulator with Pin | Each | 333.95 | 33KV 10KN PIN INSULATOR (POLYMER)
7130820010 | 11 kV Disc Insulator | Each | 126.83 | 11KV 45KN DISC INSULATOR T&C TYPE (POLYM
7130820011 | 33 kV Composite Disc insulator | Each | 204.36 | 33KV POLYMER (COMPOSITE) DISC INSULATOR
7130820018 | Split insulator | Pair | 4.63 | Split insulators.
7130820026 | 11 kV Post Insulator | Nos. | 504.19 | 11KV POST INSULATOR
7130820027 | 33 kV Post Insulator | Nos. | 2061.9 | 33KV POST INSULATOR
7130820029 | Cable tie for AB Cable | Each | 39.45
7130820030 | Disc insulator | Each | 259.26 | Disc Insulator
7130820071 | 11 kV Pin insulator | Each | 50.87 | 11 KV Pin insulator without GI Pin
7130820075 | 33 kV Pin insulator | Each | 256.01 | 33 KV Pin insulator without GI Pin.
7130820101 | 65 x 50 mm. | Each | 12.94 | SHACKEL INSULATORS: - 65 x 50 mm.
7130820106 | 90 x 75 mm. | Each | 14.27 | SHACKEL INSULATORS 90 x 75 mm.
7130820117 | Stay insulator | Each | 12.33 | Stay insulators.
7130820155 | GI Pin for 11 kV Pin insulator. | Each | 87.49 | GI Pin for 11 KV Pin insulator
7130820158 | GI Pin for 33 kV Pin insulator. | Each | 291.13 | GI Pin for 33 KV Pin insulator
7130820201 | Aluminium bobbin. | Each | 46.76 | Aluminium Bobbin.
7130820206 | For 65 x 50 mm insulators | Each | 43.8 | 7H.W. 50X65MM LT SHACKLE INSULATOR CMPLT
7130820216 | For 90 x 75 mm insulators | Each | 49.86 | HARDWARE FOR 75X90 MM LT SHACKLE INSULATOR
7130820241 | Strain H/W up to Rabbit. | Each | 146.74 | 11 KV Strain hardware fittings.
7130820248 | Strain H/W for Raccoon & Dog. | Each | 304.86 | 33 KV Strain hardware fittings.
7130820312 | Suspension H/W suitable for Panther Conductor. | Set | 2612.24 | SSH ASSEMBLY WITH ARCING HORN FOR PANTHE
7130830006 | Aluminium binding wire and tape. | Kg | 204.16 | BINDING WIRE
7130830025 | 0.02 Sq.inch (20/22 Sqmm Al. Eq.) (Squirrel) | Km |  | CONDUCTOR AAA SQURREL |  | ITEM DELETED: NOT TO BE USED
7130830026 | 0.03 Sq.inch (30/34 Sqmm Al. Eq.) (Weasel) | Km |  | CONDUCTOR AAA WEASEL |  | ITEM DELETED: NOT TO BE USED
7130830027 | 0.05 Sq.inch (50/55 Sqmm Al. Eq.) (Rabbit) | Km |  | CONDUCTOR AAA RABBIT |  | ITEM DELETED: NOT TO BE USED
7130830028 | 0.075 Sq.inch (80 Sqmm Al. Eq.) (Raccoon) | Km |  | CONDUCTOR AAA RACOON |  | ITEM DELETED: NOT TO BE USED
7130830050 | Jointing sleeve for Raccoon Conductor. | Each | 47.47 | JOINTING SLEEVE FOR RACCOON CONDUCTOR
7130830051 | Jointing sleeve for Dog Conductor. | Each | 185.27 | JOINTING SLEEVE FOR DOG CONDUCTOR
7130830052 | Bimetallic clamp for Power Transformer | Each | 915.52
7130830053 | 0.02 Sq.inch (20 Sqmm Al. Eq.) (Squirrel) | Km | 21365.76 | ACSR CONDUCTOR 0.02 sqmm(20 Sqmm Al.Eq) | ISI MARK
7130830054 | Bimetallic clamp for VCB | Each | 534.66
7130830055 | 0.03 Sq.inch (30 Sqmm Al. Eq.) (Weasel) | Km | 28975.22 | ACSR CONDUCTOR 0.03 Sqmm (30 Sqmm AlEq) | ISI MARK
7130830056 | Bimetallic clamp for CT-PT Unit | Each | 534.66
7130830057 | 0.05 Sq.inch (50 Sqmm Al. Eq.) (Rabbit) | Km | 48334.48 | ACSR CONDUCTOR 0.05 Sqmm (50 Sqmm Al q) | ISI MARK
7130830058 | Bimetallic clamp for Distribution Transformer (HT) | Each | 271.8
7130830060 | 0.075 Sq.inch (80 Sqmm Al. Eq.) (Raccoon) | Km | 76323.32 | ACSR CONDUCTOR 0.075 Sqmm (80 Sqmm Al.E | ISI MARK
7130830063 | 0.10 Sq.inch (100 Sqmm Al. Eq.) (Dog) | Km | 95458.44 | ACSR CONDUCTOR 0.10 Sqmm (100 Sqmm lEq) | ISI MARK
7130830070 | 0.2 Sq inch ( 130 Sqmm Al.Eq.)(Panther) | Km | 223123.58 | CONDUCTOR ACSR PANTHER 130 sq mm | ISI MARK
7130830084 | 0.10 Sq.inch (100 Sqmm Al. Eq.) (Dog) | Km |  | CONDUCTOR AAA DOG |  | ITEM DELETED: NOT TO BE USED
7130830585 | T-Clamp for Dog Conductor. | Each | 350.63 | T-CLAMPS FOR ACSR CONDUCTOR Dog Condutor
7130830586 | T-Clamp for Raccoon Conductor. | Each | 280.2 | T-CLAMPS FOR ACSR Raccoon Conductor.
7130830586 | T-Clamp for Panther Conductor. | Each | 410.35 | T-CLAMPS FOR ACSR Raccoon Conductor.
7130830603 | Bimetallic clamp for Distribution Transformer (LT) | Each | 398.75 | Bimetallic clamps for transformer & kiosk
7130830854 | Jointing sleeves for Weasel, Squirrel & Rabbit Conductor. | Each | 38.28 | SLEEVE JOINTING ALUMINIUM FOR 0.03 SQ INC
7130830971 | Jointing sleeves for Panther Conductor. | Each | 286.33 | SLEEVE REPAIR ALUMINIUM FOR .2 SQ INCH AC
7130840021 | 33 kV Porcelain Lightning Arrestor | Each | 3233.2 | LIGHTNING ARRESTORS 30 KV gapless type
7130840029 | 11 kV Polymer Lightning Arrestor | Each | 348.68 | LIGHTNING ARRESTORS 11 KV gapless type.
7130850198 | GI Structure for complete Equipment | Kg | 102.58
7130850201 | D Transformer Mounting 100x50 mm Channel | Set | 5654.24 | Transformer mounting 100 x 50 mm channel
7130850201 | Transformer Mounting with Belting for Addl. X-Arm | No. | 5462.74 | Transformer mounting 100 x 50 mm channel
7130860017 | I-Bolt - 16 mm | No. | 123.95 | I bolt 16 mm Dia
7130860032 | Stay Set 16 mm (Painted) LT & 11 KV | Each | 541.29 | STAY SET WITHOUT STAY WIRE 16 mm Paint 11 KV
7130860033 | Stay Set 20 mm (Painted) | Each | 986.29 | STAY SET WITHOUT STAY WIRE 20 mm (Painted)
7130860076 | Stay Wire 7/4.00 mm (7/8 SWG) | MT | 90680.61 | STAY WIRES : - 7/4,00 MM (7/8 SWG).
7130860077 | Stay Wire 7/3.15 mm (7/10 SWG) | MT | 91568.78 | STAY WIRES: - 7/3,05 MM (7/10 SWG)
7130870010 | Earth spike | No. | 910.84
7130870013 | Earthing coil (Coil of 115 turns of 50 mm dia. & 2.5 Mtrs lead of 4.0 mm GI wire) | Each | 149.3 | EARTHING COIL 8SWG GI WIRE 50 MM DIA 450M
7130870030 | Earthing Rod 25 mm 1.2 Mtr. | No. | 465.88 | Earthing rod 25mm x 1.2 Mtrs.
7130870041 | G.I.Wire 3.15 mm (10 SWG) | MT | 87872.8 | G.I. WIRES: - 3,15MM (10 SWG)
7130870043 | G.I.Wire 4.0 mm (8 SWG) | MT | 87810.08 | G.I. WIRES: - 4,0MM (8 SWG)
7130870045 | G.I.Wire 5.0 mm (6 SWG) | MT | 87810.08 | G.I. WIRES: - 5,0MM (6 SWG)
7130870088 | Earthing set (Pipe earth as per DRG No.-G/008) | Each | 2722.84
7130870318 | Tension hardware suitable for Panther Conductor. | Set | 1200.48 | DOUB TENS H/W FOR ZEB/ CAMEL COND S/S TY
7130877681 | Dead-end Assembly (Suitable for all size cable) | Each | 2863.82 | Jointing kit 11 kV ABC Cable DEAD END ASM
7130877683 | Straight line Suspension Assembly (Suitable for all size cable) | Each | 2545.61 | Jointing Kit&HW LT ABC CableStraight Sus
7130880006 | Cable marker for U/G cable | No. | 130.54 | CABLE MARKER FOR U/G CABLE
7130880006 | Pad Connector (for Panther conductor) | No. | 165.99 | CABLE MARKER FOR U/G CABLE
7130880041 | Danger board 33 kV & 11 kV | Each | 123.66 | Danger boards 33 KV & 11 KV.
7130890004 | LT Feeder Piller box for 1 phase 8 connection made of M.S.Sheet. | Nos. | 7180.01 | LT FEEDER PILLER BOX FOR 1PH 8 CONNECTIO
7130890005 | LT Feeder Piller box for 1 phase 12 connection made of M.S.Sheet. | Nos. | 9059.43
7130890006 | LT Feeder Piller box for 3 phase 4 connection made of M.S.Sheet. | Nos. | 20546.78 | LT FEEDER PILLER BOX FOR 3PH 4 CONNECTIO
7130890007 | LT Feeder Piller box for 3 phase 8 connection made of M.S.Sheet. | Nos. | 21525.2 | LT FEEDER PILLER BOX FOR 3PH 8 CONNECTIO
7130890008 | L.T.Line Spacers | Nos. | 57.59 | LT LINE SPACERS
7130890973 | Stainless steel strap with buckle (for installation of Service Distribution Box) | Set | 74.42
7131961526 | GSM Modem | Nos. | 4366 | GSM MODEM
7130893004 | Eye Hook | No. | 216.87 | EYE HOOK
7130897759 | 33 kV Guarding Channel 100x50 mm | Set | 4122.23 | 33 KV guarding channel 100x50 mm.
7131210001 | Panel lndication lamps | Nos. | 123.35
7131210010 | LED 7 Watt lamp with holder | Each |  |  |  | ITEM DELETED: NOT TO BE USED
7131210018 | LED 12 Watt lamp with holder | Each |  |  |  | ITEM DELETED: NOT TO BE USED
7131210019 | LED 14 Watt lamp with holder | Each |  |  |  | ITEM DELETED: NOT TO BE USED
7131210020 | LED 15 Watt lamp with holder | Each |  |  |  | ITEM DELETED: NOT TO BE USED
7131210021 | LED Lamps with COMPLETE FITTING - 15 W | Nos. |  |  |  | ITEM DELETED: NOT TO BE USED
7131210022 | LED LAMPS WITH COMPLETE FITTING - 20 W | Nos. |  |  |  | ITEM DELETED: NOT TO BE USED
7131210852 | CFL 7 Watts | Each |  |  |  | ITEM DELETED: NOT TO BE USED
7131210881 | 250 Watt Metal Halide | Each |  | METAL HALIDE LAMP 250 WATT |  | ITEM DELETED: NOT TO BE USED
7131220182 | Tube Light Rod (T5 type) | Each |  | LAMPS: -Tube Light (40 Watts.) |  | ITEM DELETED: NOT TO BE USED
7131230003 | 250 Watt Sodium Vapour | Each |  | 250 WATT SODIUM VAPOUR LAMP WITH HOLDER |  | ITEM DELETED: NOT TO BE USED
7131230116 | 250 Watt Mercury Vapour | Each |  | MERCURY VAPOUR LAMP 250 WATTS 230/250 VO |  | ITEM DELETED: NOT TO BE USED
7131230128 | Mercury vapour lamp for Gate lighting 2 Nos | Each |  | S/ V HIGH PRESSURE LAMP 400W 230/250V |  | ITEM DELETED: NOT TO BE USED
7131280006 | CFL 15 Watts | Each |  |  |  | ITEM DELETED: NOT TO BE USED
7131280007 | CFL 20 Watts | Each |  | CFL 20 WATTS LAMP |  | ITEM DELETED: NOT TO BE USED
7131280008 | CFL 23 Watts | Each |  |  |  | ITEM DELETED: NOT TO BE USED
7131280009 | 125 Watt Mercury Vapour | Each |  |  |  | ITEM DELETED: NOT TO BE USED
7131280010 | Halogen Filament (1000 Watts) | Each |  |  |  | ITEM DELETED: NOT TO BE USED
7131280011 | Search Light Unit with 1000 Watt Halogen Lamp. | Each |  |  |  | ITEM DELETED: NOT TO BE USED
7131280012 | Street Light fitting with tube light | Each |  | STREET LIGHT FITTING WITH TUBE LIGHT |  | ITEM DELETED: NOT TO BE USED
7131280013 | Street Light fitting with CFL | Each |  | STREET LIGHT FITTING WITH CFL |  | ITEM DELETED: NOT TO BE USED
7131280014 | HPSV lamp 150 watt | Each |  | HPSV LAMP 150 WATT |  | ITEM DELETED: NOT TO BE USED
7131280015 | HPSV Choke 250 watt | Each |  | HPSV LAMP 250 WATT |  | ITEM DELETED: NOT TO BE USED
7131280016 | 150 Watt metal halide fitting / HPSV fitting | Each |  | 150 WATT METAL HALIDE HPSV FITTING |  | ITEM DELETED: NOT TO BE USED
7131280017 | 250 Watt metal halide fitting / HPSV fitting | Each |  | 250 WATT METAL HALIDE HPSV FITTING |  | ITEM DELETED: NOT TO BE USED
7131280882 | CFL 11 Watts | Each |  |  |  | ITEM DELETED: NOT TO BE USED
7131300046 | Three Phase, 10-60 Amps. with poly carbonate Meter Box | Each | 1692 | ENERGY METER ENECTRONIC 10-60 AMPS | ISI MARK
7131300065 | 3 Ø 4 Wire 0.2S accuracy class CT operated meter (for __/110 Volts; __/1 Amps; or __/5 Amps) | Each | 1156522.05 | SUMMATION METER
7131300067 | Specific gravity correction chart | Nos. | 174.93 |  |  | RATE EXCLUDING G.S.T.
7131300082 | D.C.Volt meter range - 3V to + 5V | Nos. | 794.6 | DC VOLT METER RANG -3V TO +5V
7131300500 | Static 5.0-30 Amps Pilfer proof with transparent poly carbonate meter box. | Each | 745 | STATIC ENERGY METER S.PH 2 WIRE 5-30 A | ISI MARK
7131300881 | CMRI (Common Meter Reading Instrument) | Each | 27342.74 | Common Meter Reading Instrument CMRI
7131310002 | CT operated electronic static bidirectional meter with DLMS for net metering | Each | 3260.74
7131310005 | CT operated electronic static bidirectional meters with DLMS protocol for net metering | Each | 3165.15 |  |  | Name changed
7131310013 | 3 Ø 4 Wire 0.5S, 5 Amp. Bulk consumer meter | Each | 4927.68 | HT TRIVECTOR METER 5 AMPS | ISI MARK
7131310015 | CT operated electronic static meters with AMR (Composite Unit) with LTCTs / Modem / Meter / Meter Box. | Each | 13078.87 | ELECTORNIC LTCT METER 3X4 100/5 A | ISI MARK
7131310033 | 3 Ø 4 Wire 0.5S, 5 Amp. with DLMS Protocol category A | Each | 4078.56 | 3PHASE 4WIRE HT TRIVECTOR STATIC (ELECTR | ISI MARK
7131310034 | 3 Ø 4 Wire 0.5S, 5 Amp. with DLMS Protocol category B | Each | 4078.56 | 3PHASE 4WIRE HT TRIVECTOR STATIC (ELECTR | ISI MARK
7131310035 | 3 Ø 4 Wire 0.2S, 1 Amp. bulk consumer meter | Each | 19127.23 | 3PHASE 4WIRE 1AMP HT TRIVECTOR STATIC ( | ISI MARK | Name changed
7131310036 | 3 Ø 3 Wire 0.2S, 1 Amp. bulk consumer meter | Each | 19127.8 | 3PHASE 3WIRE 1AMP HT TRIVECTOR STATIC ( | ISI MARK | Name changed
7131310042 | 3 Ø 4 Wire 0.2S 5A bulk consumer meter | Each | 19599.8 |  | ISI MARK
7131310037 | Test terminal Box (TTB) | Each | 1097.93 | TTB
7131310997 | CT operated electronic static bidirectional meters with DLMS Protocol. | Each | 1913.09 | 3 PHASE 4 WIRE LTCT OPERATED METER | ISI MARK | Name changed
7131320009 | Digital Multimeter Electronic Type | Nos. | 3491.77 | MULTIMETER ELECTRONIC DIGITAL
7131321603 | Earth resistance tester (20/200/2000 Ω) Digital | Nos. | 4094.31 |  |  | RATE EXCLUDING G.S.T.
7131324780 | Megger 500 V | Nos. | 4190.11
7131324806 | Megger up to 2.5 kV | Nos. | 6315.14 | MEGGER 1000VOLTS
7131329275 | Non Directional, 30-V, 5-Amps IDMT relay. | Each | 5972.39
7131334001 | Set of 3 O.C. relays + 1 E/F instantaneous high set feature numerical type | Nos. | 5504.7 | SET OF 3 O.C. RELAYS INSTANTANEOUS HIGH | Name changed
7131334002 | Set of 2 O.C. + 1 earth fault relay without numerical instantaneous high set feature | Nos. | 5596.74 | SET OF 2 O.C. +1 EARTH FAULT RELAY WITHO
7131399007 | Master trip relays | Nos. | 1098.58
7131300008 | Auxiliary Relay | Nos. | 2266.75
7131300009 | Electrically Reset type Master Trip relay | Nos. | 3599 |  |  | NEW ITEM INTRODUCED
7131300010 | SCADA Compatible Relay (As per IEC 107/IEC61850 protocol) | Nos. | 37170 |  |  | NEW ITEM INTRODUCED
7131338004 | Transformer Oil Dielectric Breakdown testkit | Nos. | 70841.41 |  |  | RATE EXCLUDING G.S.T.
7131338025 | Neon tester | Nos. | 62.63 | TESTER NEON/PENCIL/SCREW DRIVER
7131387501 | Battery Hydrometer | Nos. | 281.86
7131387502 | Thermometer (Wall Mounted) | Nos. | 557.64 | THERMOMETER (WALL MOUNTED)
7131390014 | Earthing Coil for messenger wire | Nos. | 228.14
7131390015 | Anchor sleeve for messenger wire | Nos. | 39.45
7131390016 | Universal hook & Bolts & nuts | Nos. | 552.68
7131820031 | LT Single Phase MCB 5 Amps. | Each | 118.78
7131820032 | LT Single Phase MCB 6 to 16 Amps. | Each | 118.78 | 6 TO 16 AMPS LT SINGLE PHASE MCB
7131820033 | LT Three Phase MCB 16 Amps. | Each | 503.37
7131820034 | LT Three Phase MCB 32 Amps. | Each | 503.37
7131820035 | ELCB-MCB Composite Unit 10 Amps. (100 mA DP) | Each | 3353.03
7131820036 | ELCB-MCB Composite Unit 16 Amps. (100 mA DP) | Each | 3632.94
7131820037 | ELCB-MCB Composite Unit 20 Amps. (100 mA DP) | Each | 3632.94
7131820038 | MCCB 32 Amps. (10 kA TP) | Each | 2654.44
7131820039 | MCCB 160 Amps. (10 kA TP) | Each | 6078.04 | 160AMPS(10 KA TP) MOULDED CASE CIRCUIT B
7131900005 | Locally fabricated - 3 Phase fuse units 150 Amps. (Robust fuse for circuit base). | Each | 835.44 | LT ROBUST POLE FUSE UNIT | Bin code changed. Old Bin code was 7131900004
7131900033 | D.O.Fuse element 11 kV (1.5 Amp. to 10 Amp.) | No. | 7.48 | 11KV D.O.FUSE ELEMENT (1.5 AMP TO 10 AMP
7131900071 | H.R.C. Fuse 250 Amps. | Each | 300.52 | HRC FUSE 250 AMPS
7131900072 | H.R.C. Fuse 400 Amps. | Each | 462.01 | HRC FUSE 400 AMPS
7131900625 | D.O.Fuse element 33 kV (25 Amp.) | No. | 12.82 | FUSE ELEMENT 25 AMPS FOR 33 KV DO
7131900650 | D.O.Fuse element 33 kV (50 Amp.) | No. | 13.89 | FUSE ELEMENT 50 AMPS FOR 33 KV DO
7131900876 | H.R.C. Fuse Unit 100 Amps. | Each | 296.25 | H.R.C. FUSE UNITS: -100 Amps.
7131900876 | H.R.C. Fuse 100 Amps. | Each | 115.51 | H.R.C. FUSE UNITS: -100 Amps.
7131900880 | H.R.C. Fuse Unit 250 Amps. | Each | 744.35 | H.R.C. FUSE UNITS: -200 Amps.
7131900881 | H.R.C. Fuse Unit 400 Amps. | Each | 823.5 | H.R.C. FUSE UNITS: -300 Amps.
7131900969 | T.C. Fuse Wire 22 SWG | Kg | 672.32 | F WIRE TINNED COPER 22 SWG24 AMP.RATING
7131900971 | T.C. Fuse Wire 20 SWG | Kg | 672.32 | FUSE WIRE TINNED COPPER 20 SWG FOR 34 AM
7131900973 | T.C. Fuse Wire 18 SWG | Kg | 651.55 | FUSE WIRE TINNED COPPER 18 SWG FOR 45 AM
7131900975 | T.C. Fuse Wire 16 SWG | Kg | 651.55 | FUSE WIRE TINNED COPPER 16 SWG FOR 73 AM
7131900977 | T.C. Fuse Wire 14 SWG | Kg | 651.55 | FUSE WIRE TINNED COPPER 14 SWG FOR 102 A
7131900979 | T.C. Fuse Wire 12 SWG | Kg | 651.55 | FUSE WIRE TINNED COPPER 12 SWG
7131900981 | T.C. Fuse Wire 10 SWG | Kg | 654.36 | FUSE WIRE TINNED COPPER 10 SWG
7131900974 | T.C. Fuse Wire 8 SWG | Kg | 654.36 | FUSE WIRE TINNED COPPER 8 SWG
7131910653 | Porcelain Kit-kat fuse unit 32 Amps. | Each | 52.89 | PORCELAIN KIT-KATS FUSE UNITS 32 Amps.
7131910654 | Porcelain Kit-kat fuse unit 63 Amps. | Each | 104.51 | PORCELAIN KIT-KATS FUSE UNITS 63 Amps.
7131910655 | Porcelain Kit-kat fuse unit 16 Amps. | Each | 30.22 | PORCELAIN KITKATS FUSE UNITS 16 AMPS
7131910656 | Porcelain Kit-kat fuse unit 100 Amps. | Each | 281.69 | PORCELAIN KIT-KATS FUSE UNITS 100 Amps.
7131910657 | Porcelain Kit-kat fuse unit 200 Amps. | Each | 545.91 | PORCELAIN KIT-KATS FUSE UNITS 200 Amps
7131910658 | Porcelain Kit-kat fuse unit 300 Amps. | Each | 1209.93 | PORCELAIN KIT-KATS FUSE UNITS 300 Amps.
7131920001 | Load break switches only without panel | Unit | 48828.18 | LOAD BREAK SWITCH WITHOUT PANEL
7131920002 | Load break switches with panel | Unit | 106436.2 | LOAD BREAK SWITCH WITH PANEL
7131920003 | 3 Way Load break switch | Unit | 344332.9 | 3 WAY LOAD BREAK SWITCH
7131920112 | 11 kV Kiosk VCB | Each | 408116.65 | 12KV KIOSK TYPE OUTDOOR VACUUM CIRCUIT B
7131920253 | TPN Switches 32 Amps. | Each | 870.63 | TPN SWITCHES, 415 VOLTS: - 32 AMPS.
7131920254 | TPN Switches 63 Amps. | Each | 2090.56 | TPN SWITCHES, 415 VOLTS: - 63 AMPS. |  |  | 38.3421
7131920256 | TPN Switches 100 Amps. | Each | 4043.81 | TPN SWITCHES, 415 VOLTS: - 100 AMPS. |  |  | 34.043
7131920258 | TPN Switches 200 Amps. | Each | 5677.06 | TPN SWITCHES, 415 VOLTS: - 200 AMPS. |  |  | 38.7162
7131920259 | TPN Switches 300 Amps. | Each | 7702.3 | TPN SWITCHES, 415 VOLTS: - 300 AMPS. |  |  | 68.5505
7131920260 | TPN Switches 400 Amps. | Each | 11634.1 | TPN SWITCHES, 415 VOLTS: - 400 AMPS. |  |  | 51.2435
7131930109 | 33 kV ; 600 Amps with earth switch. | Each |  | 33 KV 600 AMPS WITH EARTH SWITCH ISOLATO |  | ITEM DELETED: NOT TO BE USED
7131930221 | 11 kV Porcelain A.B. Switch | Each | 10230.88 | AB Switch with complete fitting 11 KV
7131930321 | 33 kV Porcelain A.B. Switch | Each | 22715.4 | AB SWITCH WITH COMPLETE FITTING. 33 KV
7131930412 | 11 kV Porcelain D.O. Fuse unit | Each | 1020.31 | DO fuse units 11KV
7131930415 | 33 kV Porcelain D.O. Fuse unit | Each | 2729.94 | D.O. FUSE UNITS 33 KV
7131930663 | 11 kV ; 600 Amps. | Each | 24983.38 | ISOLATORS COMPLETE SET11 KV; 600 Amps.
7131930752 | 33 kV ; 600 Amps without earth switch. | Each | 43236.47 | 33 KV Isolator 800A without earth switch
7131931091 | 11 kV, 400 Amp, Off Load Isolator with earth switch and mounting GI structure | Set | 31998.99
7131931095 | Mounting GI structure for above isolator | Set | 17741.63
7131940602 | MCCB 100 Amps. (10 kA TP) | Each | 2794.39 | METER MVAR 50-0-50 32 CTR-400/1,PTR-132
7131940610 | MCCB 300 Amps. (35 kA TP) | Each | 26546.72 | MOULDED CASE CIRCUIT BREAKER 250/300A
7131940612 | MCCB 450 TO 500 Amps. (35 kA TP) | Each | 26546.72
7131940871 | Indoor Type Automatic Control Unit along with APFC Relay | No. | 53732.22
7131941762 | 11 kV VCB without control panel & CT's. | Each | 149663.06 | 11 KV VCB without control panel & CT's.
7131943380 | 33 kV VCB without control panel & CT's. | Each | 303153.58 | 33KV VCB FOR 30 VOLT DC
7131950010 | Distribution box 1 ph. 9 connectors along with 2 Nos. Steel Strap & Buckles. | Each | 1215.09 | DISTRIBUTION BOX 1 PH 9 CONNECTOR
7131950012 | Distribution box 3 phase 5 connectors along with 2 Nos. Steel Strap & Buckles. | Each | 1463.7 | DISTRIBUTION BOX 3 PH 4 CONNECTOR
7131950015 | L.T.Distribution Box for 500 kVA X'mer (800 A, isolator & 12 SP MCCB of 150 A) | Each | 47090.64
7131950016 | 11 kV Sectionalizer. | Each | 404515.35
7131950065 | L.T. Distribution Box for 63 kVA X'mer (200 A, isolator & 6 SP MCCB of 100 A) | Each | 17597.77 | DISTRIBUTION BOX FOR MCCB TYPE 63 KVA TR
7131950105 | L.T. Distribution Box for 100 kVA X'mer (200 A, isolator & 6 SP MCCB of 200 A) | Each | 21998.12 | DISTRIBUTION BOX FOR MSEB TYPE 100 KVA T
7131950200 | L.T. Distribution Box for 200 kVA X'mer (400 A, isolator & 6 SP MCCB of 120A) | Each | 43994.41 | DISTRIBUTION BOX FOR 200KVA TRANSFORMER
7131950207 | L.T. Distribution Box for 315 kVA X'mer (600 A, isolator & 9 SP MCCB of 160A) | Each | 37749.86 | DISTRIBUTION BOX FOR 315 KVA XMER WITH F
7131950208 | SMC LT Distribution Box for 100 kVA Distribution Transformer | Each | 21318.08
7131950209 | SMC LT Distribution Box for 315 kVA Distribution Transformer | Each | 36582.87
7131960006 | 33 kV feeder control panel (Static Relays). | Each | 26195.12 | 33KV CONTROL & RELAY PANEL- FEEDER CONTR
7131960007 | 33 kV Transformer Control Panel (Static Relays) | Each | 28921.92 | 33KV CONTROL & RELAY PANEL- TRANSFORMER
7131960008 | Feeder Control (Static Relays) | Each | 25498.47 | 11KV CONTROL & RELAY PANEL- FEEDER CONTR
7131960009 | Transformer Control (Static Relays) | Each | 26865.52 | 11KV CONTROL & RELAY PANEL- TRANSFORMER
7131960010 | 11 kV Control & Relay Panel for Capacitor Bank | Each | 82552.71
7131960520 | 2 Feeder Control (Static Relays) | Each | 38189.2 | 11KV MULTICIRCUIT (2F) CONTROL PANELS (S
7131960522 | 1 Transformer+1 Feeder (Static Relays) | Each | 38434.25 | 11KV MULTICIRCUIT ONE TRANSFORMER & ONE
7131960524 | 1 Feeder + 1 Transformer (Static Relays) | Each | 39001.74 | 33KV MULTICIRCUIT ONE TRANSFORMER & ONE
7132002234 | Allen keys set of 9 Pcs.(1.5mm; 2mm; 2.5mm; 3mm; 4mm; 5mm; 6mm; 8mm; 10mm) Black finish, box packing | Nos. | 247.03
7132004003 | Hack saw frames + B185 | Nos. | 168.81
7132004004 | Hack saw blade 300x12.5 mm | Nos. | 13.78
7132011171 | Cable Cutter | Nos. | 622.36
7132013331 | Discharge Rod | Nos. | 492.85 | FIBER GLASS DISCHARGE ROD
7132014014 | Portable drilling machine | Nos. | 3420.23
7132028159 | Hammer 8 Lbs (3629 gm) | Nos. | 1363.25
7132028160 | Hammer 2 Lbs (907 gm.) | Nos. | 421.8
7132061858 | Combination Plier / Cutting Plier | Nos. | 289.8 | PLIER COMBINATION SIDE CUTTING 200 MM
7132072006 | Screw driver 250 mm | Nos. | 87.93 | SCREW DRIVER 250MM
7132072007 | Screw driver 200 mm | Nos. | 82.35 | SCREW DRIVER 200MM
7132072008 | Screw driver 150 mm | Nos. | 76.76 | SCREW DRIVER 150MM
7132072522 | Screw driver Set | Nos. |  | SCREW DRIVER INSULATED 255 MM |  | ITEM DELETED: NOT TO BE USED
7132074032 | Ring Spanners (6x7,8x9,10x11,12x13, 14x15,16x17,18x19,20x22x,21x23, 24x27,25x28,30x32) | Set. | 1914.82 | RING SPANNER
7132074033 | Tube Spanners | Set. | 791.33
7132074034 | Double end spanner (6x7,8x9,10x11, 12x13,14x15,16x17,18x19,20x22x, 21x23,24x27,25x28,30x32) | Set. | 905.77 | DOUBLE END SPANNER
7132074035 | Adjustable Screw Spanner 12 inches | Nos. | 587.56
7132074036 | Box spanners (of size 32Af, 27A/F, 30 A/F & tommy Bar) | Set. | 1744.55 | BOX SPANNER
7132088614 | Pipe Wrench 24 inches size | Nos. | 1454.16
7132088615 | Pipe Wrench 18 inches size | Nos. | 798.05
7132200014 | 1089 kVAR, 12.1 kV, 3-phase 50 Hz Outdoor type Capacitor bank having step as 363 kVAR + 726 kVAR 12.1 KV. Bank shall be complete with Capacitor units of 121 kVAR at 6.98 KV, including allied material such as suitable size of Aluminium busbars, Pin / Post insulators, Expulsion fuses, Cable Jointing Kit, Nuts & Bolts etc. | Each | 162667.84 | 11 KV CAPACITOR 600KVAR
7132200812 | 5 kVAR | Each | 1770.23 | POLE MOUNTED GAS FILLED LT SHUNT CAPACIT
7132200813 | 10 kVAR | Each | 3539.36 | POLE MOUNTED GAS FILLED LT SHUNT CAPACIT
7132200814 | 12 kVAR | Each | 4252.76 | POLE MOUNTED GAS FILLED LT SHUNT CAPACIT
7132200815 | 20 kVAR | Each | 7057.65 | POLE MOUNTED GAS FILLED LT SHUNT CAPACIT
7132200826 | 1815 kVAR 12.1 kV 3-phase 50 Hz Outdoor type Capacitor bank having step as 363 kvar+726 kvar+726 Kvar 12.1 kv Bank shall be complete with capacitor units of 121 kVAr at 6.98 kV including allied materials such as suitable size of aluminium busbars, pin/post insulators, expulsion fuses, cable jointing kit, nuts & bolts etc. | Each | 215098.77 | CAPACITOR BANK 11KV 3PHASE 1200 KVAR
7132210007 | 16 kVA (4 Star) Aluminium Wound | Each |  | XMER 16KVA 11/0.4 FOUR STAR ALU WOUND |  | ITEM DELETED: NOT TO BE USED
7132210008 | 25 kVA (4 Star) Aluminium Wound | Each |  | TRANSFORMER 25KVA 11/0.4KV FOUR STAR |  | ITEM DELETED: NOT TO BE USED
7132210009 | 63 kVA (4 Star) Aluminium Wound | Each |  | TRANSFORMER 63KVA 11/0.43KV FOUR STAR |  | ITEM DELETED: NOT TO BE USED
7132210010 | 100 kVA (4 Star) Aluminium Wound | Each |  | TRANSFORMER 100KVA 11/0.43KV FOUR STAR |  | ITEM DELETED: NOT TO BE USED
7132210011 | 200 kVA (4 Star) Aluminium Wound | Each |  | TRANSFORMER 200KVA 11/0.4KV FOUR STAR |  | ITEM DELETED: NOT TO BE USED
7132210012 | 315 kVA (CEA Design) Copper wound ISI Marked, 11/0.433 kV Distribution Transformer having energy efficiency level '2' | Each |  | XMER 315KVA 11/0.43KV CEA REG. CU WOUND |  | ITEM DELETED: NOT TO BE USED
7132210015 | 500 kVA [CEA Design] Copper Wound ISI Marked, 11/0.433 kV Distribution Transformer having energy efficiency level '2' | Each |  | 500 kVA [CEA Design] (4 Star) Copper Wound Transformer |  | ITEM DELETED: NOT TO BE USED
7132210106 | 0.2% Reactor suitable for 363 kVAR step | Set | 7899.33
7132210108 | 0.2% Reactor suitable for 726 kVAR step | Set | 9643.66
7132210215 | 50 kVA (Copper winding) | Each | 139656.84 | TRANSFORMER 33/.4KV 50KVA
7132220091 | Power Transformer 1600 kVA | Each | 1065077.63 | TRANSFORMER 33/11KV 1.6 MVA POWER
7132220095 | Power Transformer 3150 kVA | Each | 3163634.22 | TRANSFORMER 33/11KV 3.15 MVA POWER
7132220097 | Power Transformer 5000 kVA | Each | 4283437.71 | TRANSFORMER 33/11KV 5 MVA POWER
7132220092 | Power Transformer 8000 kVA | Each | 5642145.61 |  |  | NEW ITEM INTRODUCED
7132230015 | Indoor Type 33 kV Metering Cubical CTPT Unit 100 /5A | Each | 249293.88 | INDOOR TYPE 33KV CT:PT UNIT 100/5A
7132230016 | L.T.C.T. 100/5 Amps. | Each | 527.46 | L.T. C.T.100/5 Amps.
7132230017 | Indoor Type 33 kV Metering Cubical CTPT Unit 50/5 A | Each | 230100 | INDOOR TYPE 33KV CT:PT UNIT 50/5A
7132230019 | L.T.C.T. 200/5 Amps. | Each | 313.29 | L.T. C.T.200/5 Amps.
7132230021 | L.T.C.T. 300/5 Amps. | Each | 306.8 | L.T. C.T.300/5 Amps.
7132230024 | L.T.C.T. 500/5 Amps. | Each | 306.8 | L.T. C.T.500/5 Amps.
7132230039 | 220 kV C.T. 800-400/1-1A | No. | 527555.01 | 220 KV CT 800-400/1-1-1-1-1AMP.
7132230043 | 33 kV CT's (400-200/5) Amps. Oil filled | Each | 15672.1 | 33KV CT 400-200/5-5A
7132230065 | 132 kV C.T. 600-300/1-1A | No. | 353695.23 | CURRENT TRANSFORMER 600-300/1/1-1A,132KV
7132230075 | 132 kV C.T. 150-75/1-1A | No. | 403779.86 | 132 KV CT 150-75/1
7132230076 | 220 kV C.T. 150-75/1-1A | No. | 889545.26 | 220 KV CT 150-75/1
7132230077 | 220 kV C.T. 300-150/1-1A | No. | 582188.43 | 220 KV CT 300-150/1
7132230078 | 220 kV C.T. 600-300/1-1A | No. | 538574.84 | 220 KV CT 600-300/1
7132230088 | 11 kV CTPT Unit 400-200/5 A | Each | 41801.95
7132230089 | 33 kV CTPT Unit 300-150/5 A | Each | 86982.07 | 33KV OIL IMMERSED 3 PHASE 300-150/5A CT-
7132230185 | 11 kV C.T. 200-100/5 Amps. | Each | 14485.99 | 11 KV C.T's (OUT DOOR TYPE)200-100/5 A
7132230188 | 11 kV C.T. 300-150/5 Amps. | Each | 14485.99 | 11 KV C.T's (OUT DOOR TYPE)300-150/5 A
7132230263 | 33 kV CT's (300-150/5) Amps oil filled | Each | 19225.08 | 33KV CT's(300-150/5)A oil filled OD Type
7132230265 | 33 kV CT's (200-100/5-5) Amps oil filled | Each | 23365.52 | 33KV CT's(200-100/5)A oil filled OD Type
7132230304 | 33 kV CT's (100-50/5) Amps. oil filled | Each |  | 33KV CT's (100-50/5)A oil filled OD Type |  | ITEM DELETED: NOT TO BE USED
7132230330 | 132 kV C.T. 100-50/1-1A | No. | 406307.03 | CURRENT TRANSFORMER 100-50/1/1A SUITABLE
7132230332 | 132 kV C.T. 200-100/1-1A | No. | 378125.75 | C.T. 132KV 200-100/1/1A SUITABLE
7132230336 | 132 kV C.T. 300-150/1-1A | No. | 323714.61 | CURRENT X-MER 300-150/1/1A - 132KV
7132230394 | 11 kV CTPT Unit 7.5/5 A | Each |  | OIL IMM 3 PH CTPT UNITS 11 KV 7.5/5 A |  | ITEM DELETED: NOT TO BE USED
7132230395 | 11 kV CTPT Unit 10/5 A | Each | 38558.54 | CT/PT UNIT 11KV/110 V 10/5 A OIL IMMERSE
7132230396 | 11 kV CTPT Unit 15/5 A | Each |  | OIL IMM 3 PH CTPT UNITS 11 KV 15/5 A |  | ITEM DELETED: NOT TO BE USED
7132230399 | 11 kV CTPT Unit 300-150/5 A | Each | 41798.18 | OIL IMM 3 PH CTPT UNITS 11 KV 300-150/5A
7132230401 | 11 kV CTPT Unit 25/5 A | Each | 37663.69 | OIL IMM 3 PH CTPT UNITS 11 KV 25/5 A
7132230406 | 11 kV CTPT Unit 75/5 A | Each |  | OIL IMM 3 PH CTPT UNITS 11 KV 75/5 A |  | ITEM DELETED: NOT TO BE USED
7132230412 | 11 kV CTPT Unit 200-100/5 A | Each | 41332.3 | OIL IMM 3 PH CTPT UNITS 11 KV 200-100/5A
7132230538 | 11 kV CTPT Unit 50/5 A | Each | 36430.25 | OIL IMMERSED 3 PH CTPT UNITS-11 KV 50/5A | Bin Code changed | Old Bin code was 7132230414
7132230543 | 132 kV C.T. 100/1 A | No. | 340422.04 |  |  | NEW ITEM INTRODUCED
7132230544 | 132 kV C.T. 200/1 A | No. | 316865.32 |  |  | NEW ITEM INTRODUCED
7132230545 | 220 kV C.T. 800/1 A | No. | 441931.19 |  |  | NEW ITEM INTRODUCED
7132230418 | 33 kV CTPT Unit 20/5 A | Each | 69908.34 | OIL IMM 3 PH CTPT UNITS 33 KV - 20/5 A
7132230427 | 33 kV CTPT Unit 200-100/5 A | Each | 83656.01 | OIL IMM 3 PH CTPT UNITS 33 KV-200-100/5A
7132230447 | 33 kV CTPT Unit 5/5 A | Each |  | OIL IMM 3 PH CTPT UNITS 33 KV - 5/5A |  | ITEM DELETED: NOT TO BE USED
7132230448 | 33 kV CTPT Unit 10/5 A | Each | 72220.04 | OIL IMM 3 PH CTPT UNITS 33 KV - 10/5 A
7132230449 | 33 kV CTPT Unit 30/5 A | Each |  | OIL IMM 3 PH CTPT UNITS 33 KV - 30/5A |  | ITEM DELETED: NOT TO BE USED
7132230450 | 33 kV CTPT Unit 50/5 A | Each | 67522.1 | OIL IMM 3 PH CTPT UNITS 33 KV - 50/5 A
7132230453 | 33 kV CTPT Unit 100 /5A | Each | 64539.29 | OIL IMM 3 PH CTPT UNITS 33 KV-100 & 200/5A
7132230455 | 33 kV CTPT Unit 200/5A | Each | 64215.39 | OIL IMMERSED 3 PHASE CTPT UNITS 200/5
7132230457 | 33 kV CTPT Unit 400-200/5 A | Each | 85674.08 | CT/PT UNIT 33KV/110 V 400-200/5 A OIL
7132230471 | 11 kV 3 PH Residual Voltage Transformer | Each | 38348.05
7132230473 | 11 kV PT Station Type | No. |  |  |  | ITEM DELETED: NOT TO BE USED
7132230056 | 11 kV Single Phase PT's (Oil filled) | Each | 12242.87 | VOLTAGE TRANSFORMER 11 K V/110 VOLTS SIN
7132230057 | 33 kV Single Phase PT's (Oil filled) | Each | 19641.7 | VOLTAGE TRANSFORMER 33 KV / 110 VOLTS SINGLE
7132230501 | 132 kV P.T. | No. | 234475.42 | VOLTAGE TRANSFORMER 132KV/110V SINGLE PH
7132230511 | 220 kV P.T. | No. | 477090.47 | VOLTAGE X-MER 220KV/110-63.5V SINGLE PH
7132401672 | Small Steel Almirah 50'' | No. | 5450 | STEEL ALMIRAH SMALL SIZE
7132404015 | Safety belts | Nos. | 637 | SAFETY BELTS
7132404016 | Safety helmets | Nos. | 148.4 | SAFETY HELMETS
7132404366 | Battery | No. | 58920.28 | 30 Volts 100 AH lead acid battery
7132406022 | T.W. Meter Board, 300x300x75 mm, coated with varnish/SMC board | Nos. | 180.6 | T.W.METER BOARD, 300X300X75 MM, COATED W
7132406420 | Meter Box (GI Plain Sheet) for 3 Phase LT CT operated meter | Each | 3181.16 | Meter Box (GI Plain Sheet) for 3 Ph LTCT
7132406793 | Pilfer proof SMC/FRPP/PPO LTCT meter box | Each | 3979.4 |  |  | OLD BIN CODE No. 7132406420 REPLACED BY NEW BIN CODE 7132406793
7132406795 | Pilfer proof Single Compartment SMC meter box for LTCT meters 150/5A with CT | Each | 4723.88 |  |  | Name changed. Earlier name was - Pilfer proof SMC/FRPP/PPO LTCT meter box with LTCT 100/5A
7132406794 | Pilfer proof Single Compartment SMC meter box for LTCT meters 300/5A with CT | Each | 4313.34 |  |  | Name changed. Earlier name was - Pilfer proof SMC meter box for LTCT meter box with LTCT 300/5A
7132406425 | Universal Meter Box for HT meters. | Each |  | Universal Meter Box for HT meters. |  | ITEM DELETED: NOT TO BE USED
7132404529 | Sheet Metal deep drawn HT Meter Box | Each | 4052.53 |  |  | NEW ITEM INTRODUCED
7132406721 | CT operated electronic static meters with DLMS. | Each | 2847.93 | LTCT METER WITH DLMS | ISI MARK
7132409830 | Office Chair cane seat & back with full arms rest | No. | 2914.6 | S-TYPE STEEL CHAIR WITH TEAK WOOD HAND
7132411894 | Rubber Hand gloves 15 kV (Seamless) | Pair | 623.77 | RUBBER HAND GLOVES
7132421002 | Fire fighting equipments CO2 fire extinguisher of 2 Kg Capacity) | No | 5990.38 | CO2 TYPE EXTINGUISHER ,2 KG CAPACITY
7132427634 | Rain Coats with Hoods | Nos. | 812.92 | RAIN COATS WITH HOODS |  | RATE EXCLUDING G.S.T.
7132427635 | Gum Boots | Nos. | 577.09 | GUM BOOTS |  | RATE EXCLUDING G.S.T.
7132438002 | Silica gel | Kg | 188.56 | SILICA GEL
7132444005 | Poly Carbonate seals for meter | Each | 5.72 | POLYCARBONATE SEAL
7132444007 | Grounding Sticks (Galvanised Earthing Rods 25 mm, 3 Mtr. long) | Set. | 1251.15
7132448003 | Electrically insulated 11 kV mats infront of electrical control panel | No | 4928.43 | METTING RUBBER 1900X1800X12MM
7132455002 | T.W. plate 300x300x25 mm with 20 mm dia holes at the corners and coated with two coats of varnish on one side/SMC board | Nos. | 377.75
7132457798 | Transformer Oil In Barrel | KL | 83594.98 | TRANSFORMER OIL In Tanker/barrel
7132457798 | Transformer Oil In Tanker | KL | 72974.98 | TRANSFORMER OIL In Tanker/barrel
7132459005 | Poly Carbonate seal double anker type | Each | 6.98 | POLY CORBONATE SEAL DOUBLE ANKER TYPE
7132461004 | HDPE Pipe 200 mm ID; 240 mm OD | Mtr. | 1444.85 | HDPE PIPE 200MM ID; 240MM OD
7132461005 | Jointing arrangement of HDPE Pipe | Nos. | 511.57 | JOINTING ARRANGEMENT OF HDPE PIPE
7132468558 | Battery charger | Each | 12808.19 | 30 Volt 100 AH lead acid battery charger
7132475019 | Files of sizes | Set. | 358.99
7132475019 | Black Cambric tape 25 mm wide 7 mm thick and in rolls of 50 Mtr. | Roll | 155.15 |  |  | RATE EXCLUDING G.S.T.
7132476007 | PVC lnsulation Tapes 19 mm wide and in rolls of 10 Mtrs | Roll | 17.77 | PVC INSULATION TAPES 19 MM WIDE AND IN R |  | RATE EXCLUDING G.S.T.
7132476008 | Cotton Tapes 19 mm wide and in rolls of 50 Mtrs | Roll | 84.09 |  |  | RATE EXCLUDING G.S.T.
7132478004 | Tong tester Digital (1000 A, 500 V) with associated accessories | Nos. | 1656.44 | DIGITAL TONG TESTER 3 1/2 DIGITAL LCD DI
7132478011 | Hand Torch 5 cell | Nos. | 614.19 | HAND TORCH 5 CELLED
7132478012 | Hand Torch 3 cell | Nos. | 402.67 | HAND TORCH 3 CELLED
7132478012 | Cotton Waste | Kg | 89.07 |  |  | RATE EXCLUDING G.S.T.
7132490006 | Fire fighting equipments (dry chemical powder type 5 Kg capacity) | No | 5357.02 | DRY CHEMICAL POWER FIRE
7132490052 | Monoplast | Kg | 68.93 |  |  | RATE EXCLUDING G.S.T.
7132490053 | Bitumen compound | Kg | 124.07
7132498006 | River sand | Cmt | 735 | RIVER SAND
7130310027 | 11 kV Covered Conductor 50 Sqmm XLPE insulation | Mtr. | 359.9 | 11KV COVERED CONDUCTOR XLPE 50SQMM
7130310029 | 11 kV Covered Conductor 70 Sqmm XLPE insulation | Mtr. | 402.38 | 11KV COVERED CONDUCTOR XLPE 70SQMM
7130310043 | 11 kV Covered Conductor 99 Sqmm XLPE insulation | Mtr. | 444.86 | 11KV COVERED CONDUCTOR XLPE 99SQMM
7130310047 | 33 kV Covered Conductor 157 Sqmm XLPE insulation | Mtr. | 667.88 | 33KV COVERED CONDUCTOR XLPE 157SQMM
7130310048 | 33 kV Covered Conductor 241 Sqmm XLPE insulation | Mtr. | 795.32 | 33KV COVERED CONDUCTOR XLPE 241SQMM
7130310045 | 33 kV Covered Conductor 70 Sqmm XLPE insulation | Mtr. | 494.42 | 33KV COVERED CONDUCTOR XLPE 70SQMM
7130310046 | 33 kV Covered Conductor 99 Sqmm XLPE insulation | Mtr. | 540.44 | 33KV COVERED CONDUCTOR XLPE 99SQMM
7130310025 | 16 sq.mm Single Core PVC Sheathed Unarmoured Cables | Km | 24198.68 | 16 sq.mm Single Core PVC Sheathed Unarmoured Cables | ISI MARK
7130310026 | 25 sq.mm Single Core PVC Sheathed Unarmoured Cables | Km | 35802.6 | 25 sq.mm Single Core PVC Sheathed Unarmoured Cables | ISI MARK
7130310034 | 185 sq.mm Single Core PVC Sheathed Unarmoured Cables | Km | 210711.59 | 185 sq.mm Single Core PVC Sheathed Unarmoured Cables | ISI MARK
7130310035 | 300 sq.mm Single Core PVC Sheathed Unarmoured Cables | Km | 329322.18 | 300 sq.mm Single Core PVC Sheathed Unarmoured Cables | ISI MARK
7131310168 | Spot Billing Machine | Each | 12065.05
11 kV Oil Immersed 3 Phase CT-PT Unit of capacity --
7132230410 | 200/5 Amp | Each |  |  |  | ITEM DELETED: NOT TO BE USED
7132230403 | 100/5 Amp | Each | 34951.47 |  |  | ITEM DELETED EARLIER, RE-ADDED
7131900012 | C&R Panel with 3 O/C + 1 E/F relay and Master Trip | Each | 40194.34 |  |  | NEW ITEM INTRODUCED
7131900014 | Transformer Auxiliary panel with auxiliary protection relay | Each | 11800 |  |  | NEW ITEM INTRODUCED
7131960919 | 33 kV 2 feeder control panel (Static Relays) | Each | 38821.17
7130870040 | G.I.Strip 25x3 mm | Kg | 107.16
7130640039 | M.S.Strip 25x3 mm. (0.6 kg/Mtr.) | Kg | 52.64 | M.S.Strip 25x3 mm.
7132444005 | Numerical Poly Carbonate seals | No | 10.72
7130820013 | 33 kV Polymer Disc Insulator (45 kN) | No | 204.36
7131930110 | D.O.Fuse Polymer unit 11 kV | Each | 1715.82
7131930111 | D.O.Fuse Polymer unit 33 kV | Each | 2455.6
7130800001 | PCC Pole 200 kG; 9.0 Mtr. Long | Each | 3096.2 |  |  | Material cost including GST and labour.
7130800002 | PCC Pole 365 kG; 11 Mtr. Long | Each | 7656.89 |  |  | Material cost including GST and labour.
7130820001 | 11 kV Polymer Post Insulator | Nos. | 268.98
7130820002 | 33 kV Polymer Post Insulator | Nos. | 850.37
7130820010 | Silicon rubber composite insulator / 11 kV 45 kN Polymeric Insulator | Nos. | 126.83
7131930220 | Polymer A.B.Switch with complete fitting 11 kV | Each | 8507.8 |  |  | Item Re-introduced, old bin code-7131930107
7131930320 | Polymer A.B.Switch with complete fitting 33 kV | Each | 16697 |  |  | Item Re-introduced, old bin code-7131930108
7130800033 | 200 Kg 8.0 Meter long PCC Pole | No | 2596.21 |  |  | Material cost including GST and labour.
7130311023 | 2.5 sqmm. Twin Core PVC insulated single phase armoured service Cable | Per Mtr. | 30.63 | 2.5 sqmm 2C 1ɸ Armour PVC insulated service Cable
7130311024 | 4.0 sqmm. Twin Core PVC insulated single phase armoured service Cable | Per Mtr. | 36.75 | 4.0 sqmm 2C 1ɸ Armour PVC insulated service Cable
7130311025 | 6.0 sqmm. Twin Core PVC insulated single phase armoured service Cable | Per Mtr. | 53.59 | 6.0 sqmm 2C 1ɸ Armour PVC insulated service Cable
7130311026 | 6.0 sqmm. Four Core PVC insulated three phase Armoured service Cable | Per Mtr. | 64.3 | 6.0 sqmm 4C 3ɸ Armour PVC insulated service Cable
7130311027 | 8.0 sqmm. Four Core PVC insulated three phase Armoured service Cable | Per Mtr. | 78.09 | 8.0 sqmm 4C 3ɸ Armour PVC insulated service Cable
7130311028 | 10 sqmm. Four Core PVC insulated three phase Armoured service Cable | Per Mtr. | 93.4 | 10 sqmm 4C 3ɸ Armour PVC insulated service Cable
7130311029 | 16 sqmm. Four Core PVC insulated three phase Armoured service Cable | Per Mtr. | 122.5 | 16 sqmm 4C 3ɸ Armour PVC insulated service Cable
7130311030 | 25 sqmm. Four Core PVC insulated three phase Armoured service Cable | Per Mtr. | 156.18 | 25 sqmm 4C 3ɸ Armour PVC insulated service Cable
7130311085 | 240 sq.mm Single Core PVC Sheathed Unarmoured Cables | Km | 267091.3 | 240 sq.mm Single Core PVC Sheathed Unarmoured Cables
7132210017 | 16 kVA, Aluminium wound ISI Marked, 11/0.433 kV Distribution Transformer having energy efficiency level '2' | Each | 65861.57 | XMER 16KVA 11/0.4KV ENERGY EFFI. LEVEL2 | ISI MARK
7132210018 | 25 kVA, Aluminium wound ISI Marked, 11/0.433 kV Distribution Transformer having energy efficiency level '2' | Each | 57762.22 | XMER 25KVA 11/0.4KV ENERGY EFFI. LEVEL2 | ISI MARK
7132210019 | 63 kVA, Aluminium wound ISI Marked, 11/0.433 kV Distribution Transformer having energy efficiency level '2' | Each | 100904.89 | XMER 63KVA 11/0.4KV ENERGY EFFI. LEVEL2 | ISI MARK
7132210020 | 100 kVA, Aluminium wound ISI Marked, 11/0.433 kV Distribution Transformer having energy efficiency level '2' | Each | 131034.24 | XMER 100KVA 11/.4KV ENERGY EFFI. LEVEL2 | ISI MARK
7132210021 | 200 kVA, Aluminium wound ISI Marked, 11/0.433 kV Distribution Transformer having energy efficiency level '2' | Each | 253626.11 | XMER 200KVA 11/.4KV ENERGY EFFI. LEVEL2 | ISI MARK
7132220081 | 315 kVA, Copper wound ISI Marked, 11/0.433 kV Distribution Transformer having energy efficiency level '2' | Each | 594118.11 |  | ISI MARK
7132220082 | 500 kVA, Copper wound ISI Marked, 11/0.433 kV Distribution Transformer having energy efficiency level '2' | Each | 1257007.57 |  | ISI MARK
7132210022 | 25 kVA, Aluminium wound ISI Marked, 11/0.433 kV Distribution Transformer having energy efficiency level '2' (With Secondary Terminal Box) | Each | 58803.86 |  |  | NEW ITEM INTRODUCED
7132210023 | 63 kVA, Aluminium wound ISI Marked, 11/0.433 kV Distribution Transformer having energy efficiency level '2' (With Secondary Terminal Box) | Each | 101146 |  |  | NEW ITEM INTRODUCED
7132210024 | 100 kVA, Aluminium wound ISI Marked, 11/0.433 kV Distribution Transformer having energy efficiency level '2' (With Secondary Terminal Box) | Each | 131357.33 |  |  | NEW ITEM INTRODUCED
7132210025 | 200 kVA, Aluminium wound ISI Marked, 11/0.433 kV Distribution Transformer having energy efficiency level '2' (With Secondary Terminal Box) | Each | 264986.25 |  |  | NEW ITEM INTRODUCED
7130640008 | RCC Block (with 6 mm MS Bar) | Each | 158 |  |  | Material cost including GST and labour.
7131210011 | LED 9 Watt Lamp (without holder) | Each | 73.54 | LED 9 W lamp with holder
7131210009 | LED Tube Light, 20 Watt | Set | 231.15 | LED Tube Light, 20 Watt
7131210030 | 18 W LED Street Light complete set | Set | 2379.23 | 18 W LED Street Light complete set
7131210031 | 35 W LED Street Light complete set | Set | 3073.46 | 35 W LED Street Light complete set
7131210032 | 70 W LED Street Light complete set | Set | 4347.8 | 70 W LED Street Light complete set
7131210033 | 110 W LED Street Light complete set | Set | 5908.65 | 110 W LED Street Light complete set
7131210034 | 190 W LED Street Light complete set | Set | 10420.59 | 190 W LED Street Light complete set
7131210035 | 190 W LED Flood Light complete set | Set | 10109.95 | 190 W LED Flood Light complete set
7131210036 | 110 W LED Flood Light complete set | Set | 6751.73 | 110 W LED Flood Light complete set
7131210023 | LED Lamps with complete fitting-24 W | Nos. |  | 24 W LED Lamps with complete fitting |  | ITEM DELETED: NOT TO BE USED
7131210024 | LED Lamps with complete fitting-48 W | Nos. |  | 48 W LED Lamps with complete fitting |  | ITEM DELETED: NOT TO BE USED
7131210025 | LED Lamps with complete fitting-60 W | Nos. |  | 60 W LED Lamps with complete fitting |  | ITEM DELETED: NOT TO BE USED
7131941763 | 3 Way RMU, 2OD + 1VL, One Incomer + One Breaker + One Outgoing, 350 MVA, 650 Amps. | Unit | 875041.16 | 11 kV RMU 3 WAY,2 OD+1 VL, 350 MVA, 650 A.
7131941764 | 4 Way RMU, 2OD + 2VL, (One Incomer + Two Breakers + One Outgoing), 350 MVA, 650 Amps. | Unit | 1242968.76 | 11 kV RMU 4 WAY,2 OD+2 VL, 350 MVA, 650 A.
7131941765 | 5 Way RMU, 2OD + 3VL, (One Incomer + Three Breakers + One Outgoing), 350 MVA, 650 Amps. | Unit | 1604342.9 | 11 kV RMU 5 WAY,2 OD+3 VL, 350 MVA, 650 A.
7131941766 | 6 Way RMU, 2OD + 4VL,(One Incomer + Four Breakers + One Outgoing), 350 MVA, 650 Amps. | Unit | 1965717.04 | 11 kV RMU 6 WAY,2 OD+4 VL, 350 MVA, 650 A.
7131941767 | 1OD for RMU | Unit | 314857.33 | 1OD for RMU
7131941768 | 1VL for 350 MVA, 650 Amps RMU | Unit | 367927.6 | 1VL for 350 MVA, 650 Amps RMU
7132230028 | Indoor Type 33 kV Metering Cubical CTPT Unit 10/5 A | Each | 230100 | INDOOR TYPE 33 KV 10/5A CT:PT CUBICAL UNIT | Bin code changed. | Old Bin code was 7132230009
7132230029 | Indoor Type 33 kV Metering Cubical CTPT Unit 25/5 A | Each | 230100 | INDOOR TYPE 33 KV 25/5A CT:PT CUBICAL UNIT | Bin code changed. | Old Bin code was 7132230011
7132230030 | Indoor Type 33 kV Metering Cubical CTPT Unit 200/5 A | Each | 230100 | INDOOR TYPE 33 KV 200/5A CT:PT CUBICAL UNIT | Bin code changed. | Old Bin code was 7132230012
7132230031 | Indoor Type 11 kV Metering Cubical CTPT Unit 10/5 A | Each | 109740 | INDOOR TYPE 11 KV 10/5A CT:PT CUBICAL UNIT | Bin code changed. | Old Bin code was 7132230008
7132230020 | Indoor Type 11 kV Metering Cubical CT-PT Units 15/5 A | Each | 109740 | Indoor Type 11kV 15/5A CTPT Cubical Unit | Bin code changed. | Old Bin code was 7132230026
7132230010 | Indoor Type 11 kV Metering Cubical CTPT Unit 25/5 A | Each | 109740 | INDOOR TYPE 11 KV 25/5A CT:PT CUBICAL UNIT
7132230027 | Indoor Type 11 kV 50/5 A Metering Cubical CT-PT Units | Each | 109741.88 | Indoor Type 11kV 50/5A CTPT Cubical Unit
7131980004 | (0+1) TYPE - MEANS 11 KV GAS (SF6) INSULATED RMU WITH ONE 630 A LOAD BREAK SWITCH. | No. | 265939.35
7131980005 | (0+3) TYPE - MEANS 11 KV GAS (SF6) INSULATED RMU WITH THREE 630 A LOAD BREAK SWITCHES. | No. | 491757
7131980006 | (0+4) TYPE - MEANS 11 KV GAS (SF6) INSULATED RMU WITH FOUR 630 A LOAD BREAK SWITCHES. | No. | 596636.67
7131980007 | (0+2)+BC+(0+2) TYPE - MEANS 11 KV GAS (SF6) INSULATED RMU WITH FOUR NOS. 630 A LOAD BREAK SWITCHES AND ONE BUS COUPLER IN BETWEEN AFTER ISOLATOR. | No. | 950735.42
7131980008 | (0+2)+BC+(0+2)+BC+(0+2) TYPE - MEANS 11 KV GAS (SF6) INSULATED RMU WITH SIX NOS. 630 A LOAD BREAK SWITCHES AND ONE BUS COUPLER WITH LBS IN BETWEEN AFTER ISOLATOR. | No. | 1503562.75
7131980001 | 12 kV, Outdoor type Vacuum Capacitor switches | No. | 77949.8
7131920028 | AC Distribution board for AC/DC Supply | No. | 11255.65
7132486843 | Chem Rod Earthing electrode (Chemical Earthing) [As per specification given in Schedule-C-20] | Job | 11156.59 |  |  | RATE EXCLUDING G.S.T.
7130840003 | Surge Arrestor | No. | 1013
7131950396 | Ground connection for Messenger Wire | No. | 153.91
7132406800 | 33/11 kV S/S (Name Plate) Board | Job | 11594.76
7131210840 | 11 kV Fault Passage Indicator for Overhead line | No. | 15390.43 |  |  | RATE EXCLUDING G.S.T.
7132455003 | SMC Meter Board 350x200x40 mm (minimum) thickness 2.5 mm | No. | 148.56 | SMC Meter Board 350x200x40 mm, thickness 2.5 mm
7132455004 | SMC Board 200x150x40 mm (minimum) thickness 2.5 mm | No. | 116.72 | SMC Board 200x150x40 mm thickness 2.5 mm
7131920004 | Piano type ISI mark 250V/5A switch. | No. | 12.62 | Piano type ISI mark 250V/5A switch.
7131920005 | 250V/5A ISI mark 3 pin Socket | No. | 31.54 | 250V/5A ISI mark 3 pin Socket
7131920006 | 250V/5A ISI mark holder. | No. | 18.92 | 250V/5A ISI mark holder.
7131390482 | Earthing terminal (having suitable size of 10 mm Dia GI bolt with 3 nos. nuts & washers) along with Staples/ Nut-Bolts/ Nails | No. | 53.06 | Earth terminal(10mm Dia GI bolt with 3 no) nuts & washers) along with Staples/ Nut-Bolts/ Nails
7130310081 | Internal wiring using 1.5 sqmm copper multistrands PVC insulated ISI marked cable (Average cable length 6 Mtr.) | Mtr | 9.66 | 1.5 sqmm copper multistrand PVC cable
7132461006 | 25 mm Dia PVC pipe or equivalent for internal house wiring (3 Mtr) | Feet | 6.66 | 25 mm Dia PVC pipe or equivalent (3 Mtr)
7132498054 | Bhatta brick | No. | 6.39 | Bhatta brick
7131397216 | Meter Sealing Wire | Kg | 223.49
7132010551 | Hand Operated type 25 sq.mm. to 400 sq.mm Crimping Tool | No. | 9532.26
7132010552 | Hydraulic type Crimping Tool with suitable Dies for crimping Lugs of size up to 400 sq.mm. | Set | 11753.86
7132478005 | RECHARGEABLE L.E.D. HAND TORCH | No. | 789.73 | RECHARGEABLE L.E.D. HAND TORCH
7132089020 | Cable separator in RCC Pipe with Angle Cross of 50x50x6 mm Angle @ 2 No. in one pipe | No. | 831.2 | Cable separator in RCC Pipe with 50x50x6 mm Angle
7132200004 | 11 kV Capacitor Unit with Expulsion Tube | Each | 116.66 |  | (cost per kVAR)
| ABT Meter | No. | 270267.2
Note on B269: Barun Chakraborty: Earlier- 33 kV Polymer Lightning Arrestor
Note on B334: Barun Chakraborty: Name changed. Earlier name was - CT operated electronic static bidirectional meter with DLMS
Note on B339: Barun Chakraborty: Name changed. Earlier name was - 3 Ø 3 Wire 0.2S, 1 Amp. bulk consumer meter
Note on B340: Barun Chakraborty: Name changed. Earlier name was - 3 Ø 4 Wire 0.2S, 1 Amp. bulk consumer meter
Note on B343: Barun Chakraborty: Name changed. Earlier name was - CT operated electronic static meters 100/5 Amp. With data storage.
Note on B349: Barun Chakraborty: Name changed, earlier it was - Set of 3 O.C. relays instantaneous high set feature numerical
Note on A371: Barun Chakraborty: Bin code changed. Old Bin code was 7131900004
Note on A508: Barun Chakraborty: Bin code changed. Old Bin code was - 7132230414
Note on A533: Barun Chakraborty: Bin Code changed. Old Bin Code- 7132406420
Note on B534: Barun Chakraborty: Name changed. Earlier name was - Pilfer proof SMC/FRPP/PPO LTCT meter box with LTCT 100/5A
Note on B535: Barun Chakraborty: Name changed. Earlier name was - Pilfer proof SMC meter box for LTCT meter box with LTCT 300/5A
Note on A596: Barun Chakraborty: Bin code changed. Old bin code was - 7131930107
Note on A597: Barun Chakraborty: Bin code changed. Old bin code was - 7131930108
Note on A638: Barun Chakraborty: Bin Code changed. Old Bin code was --7132230009
Note on A639: Barun Chakraborty: Bin Code changed. Old Bin code was --7132230011
Note on A640: Barun Chakraborty: Bin Code changed. Old Bin code was --7132230012
Note on A641: Barun Chakraborty: Bin Code changed. Old Bin code was --7132230008
Note on A642: Barun Chakraborty: Bin Code changed. Old Bin code was --7132230026

## A-2 (A)
COST SCHEDULE A-2 (A)
| 33 kV FOUR POLE STRUCTURE ON PCC / H-BEAM POLE | [5 empty] | 2022-23
S. No. | PARTICULARS | New SAP Bin Code | Unit | Rate | Qty | PCC Pole 280 kg 9.1 Mtr. Long | H-Beams 37.1 Kg/Mtr., 13 Mtr. Long
[6 empty] | Amount | Amount
1 | 2 | 3 | 4 | 5 | 6 | 7 | 8
1 | 280 Kg.,9.1 Mtrs. long PCC Poles | 7130800033 | No | 4451.53 | 4 | 17806.12
2 | H-Beams 152 X 152 mm., 37.1 Kg/Mtr 13 Mtr. Long (482.3 Kg x 4 No = 1929.2 Kgs) | 7130601958 | Kg | 62.8138 | 1929.2 |  | 121180.3058
3 | D.C.cross- arm of 100 X 50 X 6 mm. suitable for 5' centre DP | 7130810608 | Set | 6686.35 | 2 | 13372.7 | 13372.7
4 | 33 kV Strain H.W. fitting | 7130820248 | No | 304.86 | 24 | 7316.64 | 7316.64
5 | 33 kV Polymer Disc Insulator | 7130820013 | No | 204.36 | 24 | 4904.64 | 4904.64
6 | DOG ACSR Conductor (100 Sqmm, Al. Eq) with 3% sag | 7130830063 | Mtr | 95.4584 | 50 | 4772.922 | 4772.922
7 | 33 kV Polymeric Pin insulator with Pin | 7130820009 | No. | 333.95 | 8 | 2671.6 | 2671.6
8 | DC cross arm 3.8 Mtr. Channel of 100x50 mm | 7130810006 | Set | 8465.81 | 8 | 67726.48 | 67726.48
9 | (i) Stay Clamp For PCC Pole | 7130810193 | Pair | 403.7 | 16 | 6459.2
| (ii) Stay Clamp For "H" Beam | 7130810692 | Pair | 447.87 | 16 |  | 7165.92
10 | 33 kV AB Switch | 7131930321 | Each | 22715.4 | 4 | 90861.6 | 90861.6
11 | Concreting of supports @ 0.5 Cmt Per pole for PCC Pole and @ 0.05 Cmt per pole for base padding for PCC pole (1:3:6) | 7130200202 | Cmt. | 2970 | 2.2 | 6534 |  | Material cost including GST and labour.
| Concreting of supports @ 0.6 Cmt. Per pole for H-Beam and @ 0.05 Cmt per pole for base padding for H-Beam pole (1:3:6) | 7130200202 | Cmt. | 2970 | 2.6 |  | 7722 | Material cost including GST and labour.
12 | M.S.Angle 75x75x6 mm (for bracing 4 No. @ 60 kg each) | 7130600051 | Kg | 51.4759 | 60 | 3088.554 | 3088.554
13 | Earthing Set (Coil earth as per Drg. No. g/007) | 7130870013 | No | 149.3 | 4 | 597.2 | 597.2
14 | Red oxide paint | 7130211158 | Ltr | 181.98 | 6 |  | 1091.88
15 | Aluminium paint | 7130210809 | Ltr | 406.6 | 6 |  | 2439.6
16 | Barbed Wire (@ 2 Kg/Pole) | 7130610206 | Kg | 106.0343 | 8 | 848.2742 | 848.2742
17 | Danger Board | 7130880041 | No | 123.66 | 4 | 494.64 | 494.64
18 | Strain Plate (65x8) mm | 7130810624 | No | 118.53 | 12 | 1422.36 | 1422.36
19 | M.S.Nuts and Bolts |  | Kg
| 16x40 mm | 7130620609 | Kg | 81.75 | 2 |  | 163.5
| 16x65 mm | 7130620614 | Kg | 80.39 | 2 |  | 160.78
| 16x90 mm | 7130620619 | Kg | 80.39 | 10 | 803.9 | 803.9
| 16x200 mm | 7130620631 | Kg | 79.02 | 15 | 1185.3 | 1185.3
20 | T-Clamp for Dog Conductor. | 7130830585 | No | 350.63 | 6 | 2103.78 | 2103.78
21 | SUB TOTAL-1 (Material cost including GST) |  |  |  |  | 232969.9102 | 342094.576
22 | Material cost excluding GST (Sub Total-1/1.18) |  |  |  |  | 197432.1273 | 289910.6576
23 | Incidental Charges @ 7.5% on Sub-Total-1 : - |  |  | 0.075 |  | 17472.7433 | 25657.0932
24 | Labour charges for concreting of PCC Pole |  | Cmt | 665.1732 | 2.2 | 1463.381
25 | Labour charges for concreting of H-Beam Pole |  | Cmt | 665.1732 | 2.6 |  | 1729.4503
26 | Back filling of PCC Pole with boulders @ 0.35 Cmt per pole |  | No | 424.9206 | 4 | 1699.6823 | 0
27 | Labour charges as per Schedule No.- AL-2(A) |  |  |  |  | 21321 | 23184
28 | Transport charges @ 4% on Column no. 22 |  |  |  |  | 7897.2851 | 11596.4263
29 | Overhead Charges @ 12.5% [Market Fluctuation, Service Tax, Contractor's profit etc.] on --
(i) | For PCC Pole - Row - 21, 23, 24, 26, 27, 28 |  |  |  |  | 35353.0002
(ii) | For H-Beam Pole - Row - 21, 23, 25, 27, 28 | [5 empty] | 50532.6932
30 | Total Estimated Cost excluding GST --
(i) | For PCC Pole - Row - 22, 23, 24, 26, 27, 28, 29 |  |  |  |  | 282639.2191
(ii) | For H-Beam Pole - Row - 22, 23, 25, 27, 28, 29 | [5 empty] | 402610.3206
31 | Applicable CGST @ 9% on Row 30 |  |  | 0.09 |  | 25437.5297 | 36234.9289
32 | Applicable SGST @ 9% on Row 30 |  |  | 0.09 |  | 25437.5297 | 36234.9289
33 | Total Estimated Cost including GST (Row 30+31+32) |  |  |  |  | 333514.2785 | 475080.1783
34 | Total Estimated Cost including GST (Rounded off) |  |  |  |  | 333514 | 475080
Note on C19: 89326879: 2.6 cmt for H-Beam and 2.2 Cmt for PCC Pole
Note on C20: 89326879: 2.6 cmt for H-Beam and 2.2 Cmt for PCC Pole

## A-2 (B)
COST SCHEDULE A-2 (B)
2022-23
33 kV DP STRUCTURE ON PCC POLES / H-BEAM POLE (TO BE SUPPLEMENTED WITH EVERY 1.0 KM OF LINE OF RACCOON / DOG CONDUCTOR)
S No | PARTICULARS | New SAP Bin Code | Unit | 280 Kg; 9.1 Mtr long PCC Pole |  |  | 37.1 Kg/Mtr 13.0 Mtr long H-Beam |  |  | 365 Kg 11 Mtr long PCC Pole
|  |  |  | Qty | Rate | Amount | Qty | Rate | Amount | Qty | Rate | Amount
1 | 2 | 3 | 4 | 5 | 6 | 7 | 8 | 9 | 10 | 11 | 12 | 13
1 | (i) 280 Kg; 9.1 Mtr long PCC Pole | 7130800033 | No | 2 | 4451.53 | 8903.06
| (ii) H-Beam 152x152 mm 37.1 Kg/Mtr 13 M (482.3 Kg) / pole x 2 No = 964.6 Kgs | 7130601958 | Kg |  |  |  | 964.6 | 62.8138 | 60590.1529
| (iii) 365 Kg; 11 Mtr long PCC Pole | 7130800002 | No | [6 empty] | 2 | 7656.89 | 15313.78
2 | DC cross arm of 100x50 mm Channel 5' Center | 7130810608 | Set | 1 | 6686.35 | 6686.35 | 1 | 6686.35 | 6686.35 | 1 | 6686.35 | 6686.35
3 | 33 kV Polymer Disc Insulator | 7130820013 | No | 18 | 204.36 | 3678.48 | 18 | 204.36 | 3678.48 | 18 | 204.36 | 3678.48
4 | 33 kV Strain H.W. fitting | 7130820248 | No | 6 | 304.86 | 1829.16 | 6 | 304.86 | 1829.16 | 6 | 304.86 | 1829.16
5 | 33 kV Polymeric Pin insulator with Pin | 7130820009 | No | 3 | 333.95 | 1001.85 | 3 | 333.95 | 1001.85 | 3 | 333.95 | 1001.85
6 | Horizontal & cross bracing 5' centre with set of 4 back clamps |  | No | 1 | 4703.354 |  | 1 | 4880.034 |  |  | 4703.354
| (i) Stay Clamp for PCC Pole | 7130810193 | Pair | 4 | 403.7 | 1614.8 |  |  |  | 4 | 403.7 | 1614.8
| (ii) Stay Clamp for "H" Beam | 7130810692 | Pair |  |  |  | 4 | 447.87 | 1791.48
| (iii) M.S.Angle 65X65x6 mm | 7130600032 | Kg | 60 | 51.4759 | 3088.554 | 60 | 51.4759 | 3088.554 | 60 | 51.4759 | 3088.554
7 | (i) Stay set 20 mm | 7130860033 | No | 6 | 986.29 | 5917.74 | 6 | 986.29 | 5917.74 | 6 | 986.29 | 5917.74
| (ii) Stay Clamp for PCC Pole | 7130810193 | Pair | 6 | 403.7 | 2422.2 |  |  |  | 6 | 403.7 | 2422.2
| (iii) Stay Clamp for "H" Beam | 7130810692 | Pair |  |  |  | 6 | 447.87 | 2687.22
| (iv) Stay Wire 7/8 SWG @ 8.5 kg Per Pole | 7130860076 | Kg | 51 | 90.6806 | 4624.7111 | 51 | 90.6806 | 4624.7111 | 51 | 90.6806 | 4624.7111
8 | Strain Plate (65x8 mm) for 33 kV | 7130810624 | No. | 6 | 118.53 | 711.18 | 6 | 118.53 | 711.18 | 6 | 118.53 | 711.18
9 | Concreting @ 0.6 Cmt per pole for H-Beam supports and 0.5 Cmt per pole for 365 kG 11 Mtr. Long PCC @ 0.3 Cmt per stay and @ 0.05 Cmt per pole for base padding for PCC / H-Beam (1:3:6) | 7130200202 | Cmt | 1.9 | 2970 | 5643 | 3.1 | 2970 | 9207 | 2.9 | 2970 | 8613 | Material cost including GST and labour.
10 | Earthing Set (Coil earth as per Drg. No. g/007) | 7130870013 | Each | 2 | 149.3 | 298.6 | 2 | 149.3 | 298.6 | 2 | 149.3 | 298.6
11 | Red Oxide Paint | 7130211158 | Ltr | 0.5 | 181.98 | 90.99 | 2 | 181.98 | 363.96 | 0.5 | 181.98 | 90.99
12 | Aluminium Paint | 7130210809 | Ltr | 0.5 | 406.6 | 203.3 | 2 | 406.6 | 813.2 | 0.5 | 406.6 | 203.3
13 | Barbed Wire (@ 2 Kg/Pole) | 7130610206 | Kg | 4 | 106.0343 | 424.1371 | 4 | 106.0343 | 424.1371 | 4 | 106.0343 | 424.1371
14 | Danger Board | 7130880041 | No | 1 | 123.66 | 123.66 | 1 | 123.66 | 123.66 | 1 | 123.66 | 123.66
15 | M.S. Nuts and Bolts |  | Kg | 7 |  |  | 7 |  |  | 7
| 16x40 mm | 7130620609 | Kg | 0.5 | 81.75 | 40.875 | 0.5 | 81.75 | 40.875 | 0.5 | 81.75 | 40.875
| 16x65 mm | 7130620614 | Kg | 0.5 | 80.39 | 40.195 | 0.5 | 80.39 | 40.195 | 0.5 | 80.39 | 40.195
| 16x90 mm | 7130620619 | Kg |  | 80.39 |  | 2.5 | 80.39 | 200.975 |  | 80.39
| 16x140 mm | 7130620625 | Kg | 2 | 79.02 | 158.04 |  |  |  | 2 | 79.02 | 158.04
| 16x200 mm | 7130620631 | Kg | 4 | 79.02 | 316.08 | 3.5 | 79.02 | 276.57 | 4 | 79.02 | 316.08
16 | SUB TOTAL-1 (Material cost including GST) |  |  |  |  | 47816.9622 |  |  | 104396.0501 |  |  | 57197.6822
17 | Material cost excluding GST (Sub Total-1/1.18) |  |  |  |  | 40522.8493 |  |  | 88471.2289 |  |  | 48472.612
18 | Incidental Charges @ 7.5% on Sub-Total-1 : - |  |  |  | 0.075 | 3586.2722 |  |  | 7829.7038 |  | 0.075 | 4289.8262
19 | Labour charges for concreting |  | Cmt | 1.9 | 665.1732 | 1263.8291 | 3.1 | 665.1732 | 2062.0369 | 2.9 | 665.1732 | 1929.0022
20 | Back filling of PCC Pole with boulders @ 0.35 Cmt per pole |  | No | 2 | 424.9206 | 849.8411
21 | Labour charges as per Schedule No.- AL-2 |  |  |  |  | 9346.05 |  |  | 9967.05 |  |  | 9780.75
22 | Transport charges @ 4% on Column no. 17 |  |  |  |  | 1620.914 |  |  | 3538.8492 |  |  | 1938.9045
23 | Overhead Charges @ 12.5% [Market Fluctuation, Service Tax, Contractor's profit etc.] on Row - 16, 18,19, 20, 21, 22 |  |  |  |  | 8060.4836 |  |  | 15974.2112 |  |  | 9392.0206
24 | Total Estimated Cost excluding GST (Row 17, 18, 19, 20, 21, 22, 23) |  |  |  |  | 65250.2392 |  |  | 127843.0799 |  |  | 75803.1155
25 | Applicable CGST @ 9% on Row 24 |  |  |  | 0.09 | 5872.5215 |  | 0.09 | 11505.8772 |  | 0.09 | 6822.2804
26 | Applicable SGST @ 9% on Row 24 |  |  |  | 0.09 | 5872.5215 |  | 0.09 | 11505.8772 |  | 0.09 | 6822.2804
27 | Total Estimated Cost including GST (Row 24+25+26) |  |  |  |  | 76995.2823 |  |  | 150854.8343 |  |  | 89447.6763
28 | Total Estimated Cost including GST (Rounded off) |  |  |  |  | 76995 |  |  | 150855 |  |  | 89448
Note:
1 | This Schedule is to be supplemented with Schedule A-1 & A-3.
2 | All the rates are with considering price variation clause.

## A-3 (B)
COST SCHEDULE -- A-3 (B)
2022-23
COST SCHEDULE FOR ADDITIONAL (MID SPAN) POLE FOR 33 kV LINE USING 37.1 KG / MTR 13 M. LONG H-BEAM SUPPORT
S. No. | PARTICULARS | New SAP Bin Code | Unit | 152x152 mm 37.1 Kg/Mtr 13 M (482.30 Kg) H-Beam
|  |  |  | Qnty | Rate | Amount
1 | 2 | 3 | 4 | 5 | 6 | 7
1 | H-Beam 152x152 mm 37.1 Kg/Mtr 13 M (482.30 Kg) x 1 No = 482.3 Kgs | 7130601958 | Kg | 482.3 | 62.8138 | 30295.0764
2 | 33 kV "V" Cross arm 75x75x6 mm | 7130810595 | No | 1 | 2899.86 | 2899.86
3 | Cross Arm Clamp
| (i) Stay Clamp for "H" Beam | 7130810692 | Pair | 1 | 447.87 | 447.87
4 | 33 kV Top Clamp | 7130810676 | No | 1 | 482.48 | 482.48
5 | Earthing Set (Coil earth as per Drg. No. g/007) | 7130870013 | Each | 1 | 149.3 | 149.3
6 | 33 kV Polymeric Pin insulator with Pin | 7130820009 | No | 3 | 333.95 | 1001.85
7 | Concreting of H-Beam support @ 0.6 Cmt. per pole and @ 0.05 Cmt per pole for base padding of H-Beam pole (1:3:6). | 7130200202 | Cmt | 0.65 | 2970 | 1930.5 | Material cost including GST and labour.
8 | Red Oxide Paint | 7130211158 | Ltr | 1 | 181.98 | 181.98
9 | Aluminium Paint | 7130210809 | Ltr | 1 | 406.6 | 406.6
10 | Barbed Wire (@ 2 Kg/Pole) | 7130610206 | Kg | 2 | 106.0343 | 212.0685
11 | Danger Boards | 7130880041 | No | 1 | 123.66 | 123.66
12 | Binding wire and tape | 7130830006 | Kg | 0.5 | 204.16 | 102.08
13 | M.S. Nuts and Bolts |  | Kg | 2.5
| 16x40 mm | 7130620609 | Kg | 0.5 | 81.75 | 40.875
| 16x65 mm | 7130620614 | Kg | 1 | 80.39 | 80.39
| 16x90 mm | 7130620619 | Kg |  | 80.39
| 16x140 mm | 7130620625 | Kg | 1 | 79.02 | 79.02
| 16x160 mm | 7130620627 | Kg |  | 79.02
14 | SUB TOTAL-1 (Material cost including GST) |  |  |  |  | 38433.61
15 | Material cost excluding GST (Sub Total-1/1.18) |  |  |  |  | 32570.8559
16 | Incidental Charges @ 7.5% on Sub-Total-1 : - |  |  |  | 0.075 | 2882.5207
17 | Labour charges for concreting |  | Cmt | 0.65 | 665.1732 | 432.3626
18 | Labour charges as per Schedule No.- AL-3 (B) |  |  |  |  | 3397.91
19 | Transport charges @ 4% on Column no. 15 |  |  |  |  | 1302.8342
20 | Overhead Charges @ 12.5% [Market Fluctuation, Service Tax, Contractor's profit etc.] on Row - 14, 16, 17, 18, 19 |  |  |  |  | 5806.1547
21 | Total Estimated Cost excluding GST (Row 15, 16, 17, 18, 19, 20) |  |  |  |  | 46392.6382
22 | Applicable CGST @ 9% on Row 21 |  |  |  | 0.09 | 4175.3374
23 | Applicable SGST @ 9% on Row 21 |  |  |  | 0.09 | 4175.3374
24 | Total Estimated Cost including GST (Row 21+22+23) |  |  |  |  | 54743.313
25 | Total Estimated Cost including GST (Rounded off) |  |  |  |  | 54743

## A-5
COST SCHEDULE A-5
2022-23
33 kV D.P. STRUCTURE ON 13 M. LONG H-BEAM POLE FOR PANTHER CONDUCTOR (TO BE SUPPLEMENTED WITH EVERY 0.3 kM OF SUSPENSION LINE)
S. No. | Particulars | New Sap Bin Code | Unit | 152x152 mm 37.1 Kg/Mtr 13 M (482.30 Kg) long H-Beam
|  |  |  | Qty | Rate | Amount
1 | 2 | 3 | 4 | 5 | 6 | 7
1 | H-Beam 152x152 mm 37.1 Kg/Mtr 13 M (482.3 Kg) / pole x 2 No = 964.6 Kgs | 7130601958 | Kg. | 964.6 | 62.8138 | 60590.1529
2 | DC Cross arm (100x50 mm) Channel 5' Center | 7130810608 | Set | 1 | 6686.35 | 6686.35
3 | 33 kV Tension Hardware suitable for Panther Conductor | 7130870318 | Set | 6 | 1200.48 | 7202.88
4 | 33 kV Suspension Hardware suitable for Panther Conductor | 7130820312 | Set | 3 | 2612.24 | 7836.72
5 | 33 kV Polymer Disc Insulator | 7130820013 | No. | 27 | 204.36 | 5517.72
6 | Earthing Set (Coil Earth as per Drg. No. G/007) | 7130870013 | No. | 2 | 149.3 | 298.6
7 | Horizontal & Cross bracing |  | No. | 1
| (i) Stay Clamp for "H" Beam | 7130810692 | Pair | 4 | 447.87 | 1791.48
| (ii) M.S. Angle 65x65x6 mm | 7130600032 | Kg | 60 | 51.4759 | 3088.554
8 | Stay Set 20 mm complete | 7130860033 | Set. | 6 | 986.29 | 5917.74
9 | Stay Clamp for "H" Beam | 7130810692 | Pair | 9 | 447.87 | 4030.83
10 | Stay Wire 7/8 SWG @ 8.5 Kg./pole | 7130860076 | Kg. | 51 | 90.6806 | 4624.7111
11 | Concreting of H-Beam Supports @ 0.6 Cmt. Per Pole; @ 0.05 Cmt per Pole for base Padding & @ 0.3 Cmt. Per stay (1:3:6) | 7130200202 | Cmt. | 3.1 | 2970 | 9207 | Material cost including GST and labour.
12 | Red Oxide Paint | 7130211158 | Ltr. | 2 | 181.98 | 363.96
13 | Aluminium Paint | 7130210809 | Ltr. | 2 | 406.6 | 813.2
14 | Barbed Wire (@ 2 Kg/Pole) | 7130610206 | Kg | 4 | 106.0343 | 424.1371
15 | Danger Board | 7130880041 | No | 2 | 123.66 | 247.32
16 | Strain Plate (65x8 mm) | 7130810624 | No. | 4 | 118.53 | 474.12
17 | MS Nut & Bolts |  | Kg. | 15
| 16x40 mm | 7130620609 | Kg. | 1 | 81.75 | 81.75
| 16x65 mm | 7130620614 | Kg. | 3 | 80.39 | 241.17
| 16x90 mm | 7130620619 | Kg. | 1 | 80.39 | 80.39
| 16x140 mm | 7130620625 | Kg. | 2 | 79.02 | 158.04
| 16x160 mm | 7130620627 | Kg. | 2 | 79.02 | 158.04
| 16x200 mm | 7130620631 | Kg. | 2 | 79.02 | 158.04
| 16x250 mm | 7130620637 | Kg. | 4 | 79.02 | 316.08
18 | SUB TOTAL-1 (Material cost including GST) |  |  |  |  | 120308.9851
19 | Material cost excluding GST (Sub Total-1/1.18) |  |  |  |  | 101956.767
20 | Incidental Charges @ 7.5% on Sub-Total-1 : - |  |  |  | 0.075 | 9023.1739
21 | Labour charges for concreting |  | Cmt | 3.1 | 665.1732 | 2062.0369
22 | Labour Charges as per Schedule AL-2 |  |  |  |  | 9967.05
23 | Transport charges @ 4% on Column no. 19 |  |  |  |  | 4078.2707
24 | Overhead Charges @ 12.5% [Market Fluctuation, Service Tax, Contractor's profit etc.] on Row - 18, 20, 21, 22, 23 |  |  |  |  | 18179.9396
25 | Total Estimated Cost excluding GST (Row 19, 20, 21, 22, 23, 24) |  |  |  |  | 145267.238
26 | Applicable CGST @ 9% on Row 25 |  |  |  | 0.09 | 13074.0514
27 | Applicable SGST @ 9% on Row 25 |  |  |  | 0.09 | 13074.0514
28 | Total Estimated Cost including GST (Row 25+26+27) |  |  |  |  | 171415.3409
29 | Total Estimated Cost including GST (Rounded off) |  |  |  |  | 171415

## A-7
COST SCHEDULE A-7
2022-23
SCHEDULE FOR LAST SPAN CABLING OF 33 kV H.T. CONNECTION
S. No. | PARTICULARS | Bin Code No. | Unit | Rate | Qty | Using 152x152 mm 37.1 Kg/Mtr 13 M (482.30 Kg) long H-Beam
[6 empty] | 3x185 sq.mm AB XLPE Cable | 3x240 sq.mm AB XLPE Cable
1 | 2 | 3 | 4 | 5 | 6 | 7 | 8
1 | H-Beam 152x152 mm 37.1 Kg/Mtr 13 M (482.30 Kg) x 1 No = 482.3 Kgs | 7130601958 | Kg | 62.8138 | 482.3 | 30295.0764 | 30295.0764
2 | 3x185 sq.mm 33 kV AB XLPE Cable | 7130310053 | Mtr. | 1773.0137 | 50 | 88650.686
3 | 3x240 sq.mm 33 kV AB XLPE Cable | 7130310054 | Mtr. | 2254.5701 | 50 |  | 112728.507
4 | 33 kV Termination Kit for 3x185 sqmm AB XLPE Cable * | 7130320039 | Set | 18744.96 | 2 | 37489.92
5 | 33 kV Termination Kit for 3x240 sqmm AB XLPE Cable * | 7130320040 | Set | 21869.13 | 2 |  | 43738.26
6 | Earthing Coil 8 SWG GI Wire 50 mm dia 450 m | 7130870013 | No. | 149.3 | 1 | 149.3 | 149.3
7 | Single Pole Cut Point Fitting 100x50 mm | 7130810681 | Set | 4012.81 | 2 | 8025.62 | 8025.62
8 | Stay Set 20 mm | 7130860033 | No | 986.29 | 2 | 1972.58 | 1972.58
9 | Stay Wire 7/8 SWG @ 8.5 Kg/Pole | 7130860076 | Kg | 90.6806 | 17 | 1541.5704 | 1541.5704
10 | Concreting of pole @ 0.6 Cmt per pole; @ 0.05 Cmt per pole for base padding & @ 0.3 Cmt per Stay (1:3:6) | 7130200202 | Cmt | 2970 | 1.25 | 3712.5 | 3712.5 | Material cost including GST and labour.
11 | Red Oxide Paint | 7130211158 | Ltr | 181.98 | 1 | 181.98 | 181.98
12 | Aluminium Paint | 7130210809 | Ltr | 406.6 | 1 | 406.6 | 406.6
13 | Barbed Wire (@ 2 Kg/Pole) | 7130610206 | Kg | 106.0343 | 2 | 212.0685 | 212.0685
14 | Danger Board | 7130880041 | No | 123.66 | 1 | 123.66 | 123.66
15 | Stay Clamp for "H" Beam | 7130810692 | Pair | 447.87 | 4 | 1791.48 | 1791.48
16 | M.S. Nuts & Bolts 16x40 mm | 7130620609 | Kg | 81.75 | 5 | 408.75 | 408.75
17 | M.S. Nuts & Bolts 16x65 mm | 7130620614 | Kg | 80.39 | 1 | 80.39 | 80.39
18 | Dead end Assembly (Suitable for all size cable) | 7130320044 | No. | 1062.42 | 2 | 2124.84 | 2124.84
19 | GI earthing pipe of 40 mm dia 3.04 mtr long, 4 mm thickness 12 mm hole at 18 places at equal distance trapered casing at lower end. | 7130642039 | No | 1058.93 | 2 | 2117.86 | 2117.86
20 | Cable tie for AB Cable | 7130320045 | No | 31.56 | 25 | 789 | 789
21 | SUB TOTAL-1 (Material cost including GST) |  |  |  |  | 180073.8814 | 210400.0424
22 | Material cost excluding GST (Sub Total-1/1.18) |  |  |  |  | 152604.9842 | 178305.1206
23 | Incidental Charges @ 7.5% on Sub-Total-1 : - |  |  | 0.075 |  | 13505.5411 | 15780.0032
24 | Labour charges as per Schedule No.- AL-7 [New labour schedule introduced] |  |  | 17915.85 | 1 | 17915.85 | 17915.85
25 | Transport charges @ 4% on Column no. 22 |  |  |  | 0.04 | 6104.1994 | 7132.2048
26 | Labour charges for concreting |  | Cmt | 665.1732 | 1.25 | 831.4665 | 831.4665
27 | Service in lieu of Earthing Coal & Sand etc |  | No | 3020.1367 | 2 | 6040.2733 | 6040.2733
28 | Overhead Charges @ 12.5% [Market Fluctuation, Service Tax, Contractor's profit etc.] on Row - 21, 23, 24, 25, 26, 27 |  |  |  |  | 28058.9015 | 32262.48
29 | Total Estimated Cost excluding GST (Row 22, 23, 24, 25, 26, 27, 28) |  |  |  |  | 225061.216 | 258267.3985
30 | Applicable CGST @ 9% on Row 29 |  |  | 0.09 |  | 20255.5094 | 23244.0659
31 | Applicable SGST @ 9% on Row 29 |  |  | 0.09 |  | 20255.5094 | 23244.0659
32 | Total Estimated Cost including GST (Row 29+30+31) |  |  |  |  | 265572.2348 | 304755.5302
33 | Total Estimated Cost including GST (Rounded off) |  |  |  |  | 265572 | 304756
* | Note -- Appropriate size of termination kit and 33 kV AB XLPE Cable may be used for S.No 04 and 05 acccording to the load of HT connection.

## A-8
COST SCHEDULE A-8
33 kV MEDP STRUCTURE ON PCC POLE / H-BEAM POLE (TO BE SUPPLEMENTED FOR H.T. CONNECTION)
2022-23
S No | PARTICULARS | New SAP Bin Code | Unit | 280 Kg; 9.1 Mtr long PCC Pole |  |  | 37.1 Kg / Mtr 13.0 Mtr long H-Beam
|  |  |  | Qty | Rate | Amount | Qty | Rate | Amount
1 | 2 | 3 | 4 | 5 | 6 | 7 | 8 | 9 | 10
1 | (i) 280 Kg; 9.1 Mtr long PCC Pole | 7130800033 | No | 2 | 4451.53 | 8903.06
| (ii) H-Beam 152x152 mm 37.1 Kg/Mtr; 13 Mtr long (482.3 Kg) / pole x 2 No = 964.6 Kgs | 7130601958 | Kg |  |  |  | 964.6 | 62.8138 | 60590.1529
2 | DC cross arm of 100x50 mm Channel (3.8 Mtr. Long) | 7130810608 | Set | 2 | 6686.35 | 13372.7 | 2 | 6686.35 | 13372.7
3 | 33 kV Polymer Disc Insulator | 7130820013 | No | 18 | 204.36 | 3678.48 | 18 | 204.36 | 3678.48
4 | 33 kV Strain H.W. fitting | 7130820248 | No | 6 | 304.86 | 1829.16 | 6 | 304.86 | 1829.16
5 | 33 kV Polymeric Pin insulator with Pin | 7130820009 | No | 3 | 333.95 | 1001.85 | 3 | 333.95 | 1001.85
6 | (i) Stay set 20 mm | 7130860033 | No | 6 | 986.29 | 5917.74 | 4 | 986.29 | 3945.16
| (ii) Stay Clamp for PCC Pole | 7130810193 | Pair | 6 | 403.7 | 2422.2
| (iii) Stay Clamp for "H" Beam | 7130810692 | Pair |  |  |  | 4 | 447.87 | 1791.48
| (iv) Stay Wire 7/8 SWG @ 8.5 kg Per Pole | 7130860076 | Kg | 51 | 90.6806 | 4624.7111 | 34 | 90.6806 | 3083.1407
7 | Strain Plate (65x8 mm) for 33 kV | 7130810624 | No. | 6 | 118.53 | 711.18 | 6 | 118.53 | 711.18
8 | Concreting of H-Beam supports @ 0.6 Cmt per pole ; @ 0.3 Cmt per stay and @ 0.05 Cmt per pole for base padding for PCC / H-Beam pole (1:3:6) | 7130200202 | Cmt | 1.9 | 2970 | 5643 | 2.5 | 2970 | 7425 | Material cost including GST and labour.
9 | Earthing Set (Coil earth as per Drg. No. g/007) | 7130870013 | No | 2 | 149.3 | 298.6 | 2 | 149.3 | 298.6
10 | Red Oxide Paint | 7130211158 | Ltr | 0.5 | 181.98 | 90.99 | 2 | 181.98 | 363.96
11 | Aluminium Paint | 7130210809 | Ltr | 0.5 | 406.6 | 203.3 | 2 | 406.6 | 813.2
12 | Barbed wire (@ 2 Kg/Pole) | 7130610206 | Kg | 4 | 106.0343 | 424.1371 | 4 | 106.0343 | 424.1371
13 | Danger Board | 7130880041 | No | 1 | 123.66 | 123.66 | 1 | 123.66 | 123.66
14 | M.S. Nuts and Bolts |  | Kg | 7 |  |  | 7
| 16x40 mm | 7130620609 | Kg | 0.5 | 81.75 | 40.875 | 0.5 | 81.75 | 40.875
| 16x65 mm | 7130620614 | Kg | 0.5 | 80.39 | 40.195 | 0.5 | 80.39 | 40.195
| 16x90 mm | 7130620619 | Kg |  | 80.39 |  | 2.5 | 80.39 | 200.975
| 16x140 mm | 7130620625 | Kg | 2 | 79.02 | 158.04 |  | 79.02
| 16x200 mm | 7130620631 | Kg | 4 | 79.02 | 316.08 | 3.5 | 79.02 | 276.57
15 | GI earthing pipe of 40 mm dia. & 2.4 mm thick 3.04 mtr long with 12 mm hole at 18 places at equal distance trapered casing at lower end . | 7130642039 | No | 2 | 1058.93 | 2117.86 | 2 | 1058.93 | 2117.86
16 | G.I.Bend of 40 mm dia. | 7130640171 | Each | 1 | 129.9 | 129.9 | 1 | 129.9 | 129.9
17 | 33 kV Porcelain Lightning Arrestors | 7130840021 | Each | 3 | 3233.2 | 9699.6 | 3 | 3233.2 | 9699.6
18 | 33 kV CTPT unit of appropriate capacity |  | No
19 | Copper control cable 10 Core 2.5 Sqmm. (armoured) | 7130310660 | Mtr | 10 | 297.1725 | 2971.7251 | 10 | 297.1725 | 2971.7251
20 | 3 Ø 4 Wire 0.5S, 5 Amp. with DLMS Protocol category A | 7131310033 | No | 1 | 4078.56 | 4078.56 | 1 | 4078.56 | 4078.56
21 | Sheet Metal deep drawn HT Meter Box | 7132404529 | Each | 1 | 4052.53 | 4052.53 | 1 | 4052.53 | 4052.53 | Item replaced
22 | Test terminal Box (TTB) | 7131310037 | Each | 1 | 1097.93 | 1097.93 | 1 | 1097.93 | 1097.93
23 | SUB TOTAL-1 (Material cost including GST) |  |  |  |  | 73948.0633 |  |  | 124158.5808
24 | Material cost excluding GST (Sub Total-1/1.18) |  |  |  |  | 62667.8502 |  |  | 105219.1363
25 | Incidental Charges @ 7.5% on Sub-Total-1 : - |  |  |  | 0.075 | 5546.1047 |  | 0.075 | 9311.8936
26 | Labour charges for concreting |  | Cmt | 1.9 | 665.1732 | 1263.8291 | 2.5 | 665.1732 | 1662.933
27 | Back filling of PCC Pole with boulders @ 0.35 Cmt per pole |  | No | 2 | 424.9206 | 849.8411
28 | Labour charges as per Schedule No.- AL-2 |  |  |  |  | 9346.05 |  |  | 9967.05
29 | Transport charges @ 4% on Column no. 24 |  |  | 0.04 |  | 2506.714 | 0.04 |  | 4208.7655
30 | Overhead Charges @ 12.5% [Market Fluctuation, Service Tax, Contractor's profit etc.] on Row - 23, 25, 26, 27, 28, 29 |  |  |  |  | 11682.5753 |  |  | 18663.6528
31 | Total Estimated Cost excluding GST (Row 24, 25, 26, 27, 28, 29, 30) |  |  |  |  | 93862.9645 |  |  | 149033.4311
32 | Applicable CGST @ 9% on Row 31 |  |  |  | 0.09 | 8447.6668 |  | 0.09 | 13413.0088
33 | Applicable SGST @ 9% on Row 31 |  |  |  | 0.09 | 8447.6668 |  | 0.09 | 13413.0088
34 | Total Estimated Cost including GST (Row 31+32+33) |  |  |  |  | 110758.2981 |  |  | 175859.4487
35 | Total Estimated Cost including GST (Rounded off) |  |  |  |  | 110758 |  |  | 175859
Note:- 1. This Schedule is to be supplemented with Schedule A-1 & A-3.
2. All the rates are with considering price variation clause.
Note on B34: Barun Chakraborty: Earlier- 33 kV Polymer Lightning Arrestor
Note on B38: Barun Chakraborty: Earlier item - " Universal Meter Box for HT meters" replaced.

## A-9
COST SCHEDULE A-9
2022-23
SCHEDULE FOR LAST SPAN CABLING OF 33 kV LINE USING COVERED CONDUCTOR OF 70 & 99 SQ.MM SIZE
S. No. | PARTICULARS | Bin Code No. | Unit | Rate | Qty | Using 152x152 mm 37.1 Kg/Mtr 13 M (482.30 Kg) long H-Beam
[6 empty] | 70 sq.mm Covered Conductor | 99 sq.mm Covered Conductor
1 | 2 | 3 | 4 | 5 | 6 | 7 | 8
1 | H-Beam 152x152 mm 37.1 Kg/Mtr 13 M (482.30 Kg) x 1 No = 482.3 Kgs | 7130601958 | Kg | 62.8138 | 482.3 | 30295.0764 | 30295.0764
2 | 33 kV Covered conductor 70 sq.mm (207 Amp) (with 3% sag) | 7130310045 | Mtr. | 494.42 | 50 | 24721
3 | 33 kV Covered conductor 99 sq.mm (258 Amp) (with 3% sag) | 7130310046 | Mtr. | 540.44 | 50 |  | 27022
4 | 33 kV Polymer Disc Insulator | 7130820013 | Set | 204.36 | 3 | 613.08 | 613.08
5 | Earthing Coil 8 SWG GI Wire 50 mm dia 450 m | 7130870013 | No. | 149.3 | 1 | 149.3 | 149.3
6 | Single Pole Cut Point Fitting 100x50 mm | 7130810681 | Set | 4012.81 | 2 | 8025.62 | 8025.62
7 | Stay Set 20 mm | 7130860033 | No | 986.29 | 2 | 1972.58 | 1972.58
8 | Stay Wire 7/8 SWG @ 8.5 Kg/Pole | 7130860076 | Kg | 90.6806 | 17 | 1541.5704 | 1541.5704
9 | Concreting of pole @ 0.6 Cmt per pole; @ 0.05 Cmt per pole for base padding & @ 0.3 Cmt per Stay (1:3:6) | 7130200202 | Cmt | 2970 | 1.25 | 3712.5 | 3712.5 | Material cost including GST and labour.
10 | Red Oxide Paint | 7130211158 | Ltr | 181.98 | 1 | 181.98 | 181.98
11 | Aluminium Paint | 7130210809 | Ltr | 406.6 | 1 | 406.6 | 406.6
12 | Barbed Wire (@ 2 Kg/Pole) | 7130610206 | Kg | 106.0343 | 2 | 212.0685 | 212.0685
13 | Danger Board | 7130880041 | No | 123.66 | 1 | 123.66 | 123.66
14 | Stay Clamp for "H" Beam | 7130810692 | Pair | 447.87 | 4 | 1791.48 | 1791.48
15 | M.S. Nuts & Bolts 16x40 mm | 7130620609 | Kg | 81.75 | 5 | 408.75 | 408.75
16 | M.S. Nuts & Bolts 16x65 mm | 7130620614 | Kg | 80.39 | 1 | 80.39 | 80.39
17 | Dead end Assembly (Suitable for all size cable) | 7130320044 | No. | 1062.42 | 2 | 2124.84 | 2124.84
18 | GI earthing pipe of 40 mm dia 3.04 mtr long, 4 mm thickness 12 mm hole at 18 places at equal distance trapered casing at lower end . | 7130642039 | No | 1058.93 | 3 | 3176.79 | 3176.79
19 | Cable tie for AB Cable | 7130320045 | No | 31.56 | 25 | 789 | 789
20 | SUB TOTAL-1 (Material cost including GST) |  |  |  |  | 80326.2854 | 82627.2854
21 | Material cost excluding GST (Sub Total-1/1.18) |  |  |  |  | 68073.1232 | 70023.1232
22 | Incidental Charges @ 7.5% on Sub-Total-1 : - |  |  | 0.075 |  | 6024.4714 | 6197.0464
23 | Labour charges as per Schedule No.- AL-9 |  |  | 17915.85 | 1 | 17915.85 | 17915.85
24 | Transport charges @ 4% on Column no. 21 |  |  | 0.04 |  | 2722.9249 | 2800.9249
25 | Labour charges for concreting |  | Cmt | 665.1732 | 1.25 | 831.4665 | 831.4665
26 | Service in lieu of Earthing Coal & Sand etc |  | No | 3020.1367 | 2 | 6040.2733 | 6040.2733
27 | Overhead Charges @ 12.5% [Market Fluctuation, Service Tax, Contractor's profit etc.] on Row - 20, 22, 23, 24, 25, 26 |  |  |  |  | 14232.6589 | 14551.6058
28 | Total Estimated Cost excluding GST (Row 21, 22, 23, 24, 25, 26, 27) |  |  |  |  | 115840.7683 | 118360.2902
29 | Applicable CGST @ 9% on Row 28 |  |  | 0.09 |  | 10425.6691 | 10652.4261
30 | Applicable SGST @ 9% on Row 28 |  |  | 0.09 |  | 10425.6691 | 10652.4261
31 | Total Estimated Cost including GST (Row 28+29+30) |  |  |  |  | 136692.1066 | 139665.1424
32 | Total Estimated Cost including GST (Rounded off) |  |  |  |  | 136692 | 139665

## A-10
COST SCHEDULE A-10
2022-23
SCHEDULE FOR 33 kV UNDERGROUND CABLE CROSSING UNDER RAILWAY TRACK / ROAD FOR 60 MTR. LONG CORRIDOR / ROUTE LENGTH OF HDPE PIPE, UNDER 2.5 MTR. DEEP FROM GROUND LEVEL SINGLE FEEDER LINE USING OPEN TRENCH METHOD.
S. No. | PARTICULARS | New SAP Bin Code | Unit | Rate | Qty. | 3x240 sq.mm AB XLPE Cable | 3x400 sq.mm AB XLPE Cable
[6 empty] | Amount | Amount
1 | 2 | 3 | 4 | 5 | 6 | 7 | 8
1 | HDPE Pipe 200 mm ID; 240 mm OD; 6 Mtr long | 7132461004 | Mtr | 1444.85 | 120 | 173382 | 173382
2 | Jointing arrangement of HDPE Pipe | 7132461005 | No | 511.57 | 18 | 9208.26 | 9208.26
3 | 33 kV XLPE 240 sqmm 3 core UG Cable | 7130310075 | Mtr | 2700.4957 | 180 | 486089.2188
4 | 33 kV XLPE 400 sqmm 3 core UG Cable | 7130310020 | Mtr | 2951.1393 | 190 |  | 560716.4651
5 | End terminating jointing kit upto 240 sqmm XLPE cable | 7130352037 | Set | 28226.94 | 4 | 112907.76
6 | End terminating jointing kit for 400 sqmm XLPE cable | 7130352010 | Set | 41869.07 | 4 |  | 167476.28
7 | GI pipe 200 mm for cable support at D.P. | 7130640027 | RM | 1345.87 | 24 | 32300.88 | 32300.88
8 | Caping of HDPE Pipe on both end of pipe using circular PVC plate of thickness 10 mm of size equivalent to O.D. of HDPE Pipe and using M-seal to avoid ingrace of moisture, insects, rats etc. to avoid damage to cable. |  | No. | 1500 | 4 | 6000 | 6000
9 | M.S.Flat (50x6) mm | 7130600173 | kg | 63.061 | 100 | 6306.104 | 6306.104
10 | Supplying & erection of cement cable route marker with colour painting & naming the work duly embossed complete size of concrete 600 mm x 225 mm x 100 mm |  | No | 556 | 4 | 2224 | 2224
11 | Cable covering tiles 250x250x40 mm | 7130201343 | No | 33 | 80 | 2640 | 2640
12 | Sand | 7132498006 | Cmt | 735 | 1.2 | 882 | 882
13 | 33 kV Porcelain Lightning Arrestors | 7130840021 | Each | 3233.2 | 6 | 19399.2 | 19399.2
14 | Aluminium conductor Raccoon for jumpering of L.A. | 7130830060 | Mtr | 76.3233 | 18 | 1373.8198 | 1373.8198
15 | Aluminium clamp suitable for Dog / Raccoon conductor for connecting L.A | 7130830585 | No. | 350.63 | 6 | 2103.78 | 2103.78
16 | GI earthing pipe 40 mm dia 3.0 mtr long, 4 mm thick with 12 mm holes at 18 places in each pipe at equal distance tapered casing at lower end. * | 7130642039 | No | 1058.93 | 10 | 10589.3 | 10589.3
17 | Sundries for meeting out the expenses towards processing fees, submission / approval of drawing using AutoCAD obtaining permission, from railway / Road constructing authorities including liaisoning work etc. |  | LS | LS | LS | 25000 | 25000
18 | SUB TOTAL-1 (Material cost including GST) |  |  |  |  | 890406.3226 | 1019602.0889
19 | Material cost excluding GST (Sub Total-1/1.18) |  |  |  |  | 754581.6293 | 864069.5668
20 | Incidental Charges @ 7.5% on Sub-Total-1 : - |  |  | 0.075 |  | 66780.4742 | 76470.1567
21 | Service in lieu of Earthing Coal & Sand etc |  | No | 3020.1367 | 10 | 30201.3667 | 30201.3667
22 | Labour Charges for excavation of cable trench using open trench method as per Schedule - AL-6 |  | Mtr |  | 60 | 152968 | 158017
23 | Transport charges @ 4% on Column no. 19 |  |  |  |  | 30183.2652 | 34562.7827
24 | Overhead Charges @ 12.5% [Market Fluctuation, Service Tax, Contractor's profit etc.] on Row - 18, 20, 21, 22, 23 |  |  |  |  | 146317.4286 | 164856.6744
25 | Total Estimated Cost excluding GST (Row 19, 20, 21, 22, 23, 24) |  |  |  |  | 1181032.164 | 1328177.5473
26 | Applicable CGST @ 9% on Row 25 |  |  | 0.09 |  | 106292.8948 | 119535.9793
27 | Applicable SGST @ 9% on Row 25 |  |  | 0.09 |  | 106292.8948 | 119535.9793
28 | Charges payable to Railway including supervision charges etc. | 15% |  |  |  | 177154.8246 | 199226.6321
29 | Total Estimated Cost including GST (Row 25+26+27+28) |  |  |  |  | 1570772.7781 | 1766476.1379
30 | Total Estimated Cost including GST (Rounded off) |  |  |  |  | 1570773 | 1766476
* | 4 Nos earthings are required for cable & 6 Nos. for 2 DP's
The rates mentioned at S.No.1, 2, 3 & 4 are applicable for 60 Mtr Corridor of Railway crossing. Estimate may be prepared based on actual length of corridor.
** | The charges to be paid for according railway permisssion shall be made as per actuals i.e. based on the demand note / payment received for the same.
*
**
Note on E15: Barun Chakraborty: Assuming 2 kg M-seal @ Rs 450/- per kg + PVC Plate 10 mm thick
Note on B20: Barun Chakraborty: Earlier- 33 kV Polymer Lightning Arrestor